## Preliminaries
Item | Subitem | Description | Supplementary Notes
Work section 1: Preliminaries Part A: Information and requirements
A.1 Project particulars
Item | Subitem | Description | Supplementary information/notes
1 Project particulars. | 1 Name of project. | State the short project title.
| 2 Nature of project. | Give a short description.
| 3 Location of project. | State the full postal address.
| 4 Length of contract. | State the period (in weeks). | Where this should be stated by the contractor, insert 'To be confirmed'.
| 5 Names, addresses and points of contact of employer's consultants. | State the function (e.g. architect), name of organisation, address, point of contact, telephone number and email address. Include: a employer b project sponsor (e.g. employer's internal project manager) c contract administrator d project manager (if applicable) e principal contractor (under CDM Regulations) f person empowered by the contract to act on behalf of the employer (give person's job title, e.g. contract administrator, employer's agent, project manager) g principal designer (under CDM Regulations) h designers i quantity surveyor j consultants (separately identified) and k clerk of works/quality inspector (if applicable).
A.2 Specifications and drawings
Item | Subitem | Description
1 Specification. | 1 List of specifications. | a Provide a list of specifications from which the BQ was prepared. b State the document title, reference number, version number and author/discipline.
| 2 List of specifications relating to the contract but not included in the tender documents. | a Provide a list of specifications relating to the contract but not included in the tender documents, which may be seen by the contractor during the tender period. b State the document title, reference, version number, date of issue and author. c State details of where documents can be seen.
2 Drawings. | 1 List of drawings from which the BQ was prepared. | a Provide a list of drawings from which the BQ was prepared. b State the drawing title, reference number, version number and author/discipline.
| 2 List of drawings relating to the contract but not included in the tender documents. | a Provide a list of drawings relating to the contract but not included in the tender documents, which may be seen by the contractor during the tender period. b State the drawing title, reference number, version number, date of issue and author. c State details of where drawings can be seen.
A.3 The site and existing buildings
Item | Subitem | Description
1 The site. |  | a Briefly describe the site. b Refer to drawing(s) showing the site boundaries and contractor's working area(s).
2 Existing buildings on or adjacent to the site. |  | Describe existing buildings on or adjacent to the site.
3 Surrounding land/ building uses. |  | State uses or activities carried out on the land or in building(s) adjacent to the site.
4 Existing mains services. | 1 On the site. | List drawings and other applicable information.
2 Adjacent to the site.
5 Soils and groundwater. |  | State information provided and where it is included in documentation (e.g. 'Annex B of the BQ' or 'as a separate document'). Cross-reference as necessary.
6 Site investigation. |  | State information provided and where it is included in documentation (e.g. 'Annex C of the BQ' or 'as a separate document'). Cross-reference as necessary.
7 Health and safety file. | 1 Health and safety file. 2 Other documents. | State the: a availability for inspection and b arrangements for inspection.
A.4 Description of the works
Item | Subitem | Description
1 Project objectives. | 1 Purpose of the works. | Explain why the project is being undertaken so the contractor understands the context in which the works are being provided and can work with the employer to achieve them.
| 2 Project objectives. | If included, state the requirements on the contractor for achieving the project objectives.
2 Description of the works. | 1 Scope of the works. | Provide a general description of the work to be carried out under the contract: a outline the scope of the works (for preliminaries (works package contract), outline the scope of the works to be provided by the works package contractor) and b describe the extent of contractor-designed work (if applicable).
| 2 General arrangement and location drawings. | List the drawings.
3 Works to be undertaken by the employer or others. |  | Describe the works.
4 Preparatory work by others. |  | Describe any work that will be carried out by others under a separate contract before the start of the work on site for this contract.
5 Works by others related to the contract. |  | Briefly describe any work related to the contract that should be carried out by others.
6 Completion work by others. |  | Briefly describe any work in connection with the building project that should be completed by others (i.e. work that is not required to be carried out by the contractor).
A.5 General constraints on executing the works
Item | Subitem | Description
1 General constraints. | 1 Use of the site. | State requirements.
2 Access to the site.
3 Deliveries.
4 Noise and vibrations.
| 5 Working hours. | State requirements, including a definition of: a working hours and b normal working hours.
| 6 Parking. | State requirements for parking and payments of fees and related charges, including parking bay and parking meter suspensions.
| 7 Use of cranes. | State requirements.
| 8 Use (or non-use) of explosives. | State the: a use and b details of restrictions.
| 9 Restrictions on the use of hazardous materials. | State requirements.
10 Use of mobile telephones and portable electronic equipment.
11 Electromagnetic interference.
12 Use of power-actuated fixing systems.
13 Storage of fuels and chemicals.
14 Pollution, ecological or environmental impacts.
Item | Subitem | Description
15 Nuisance.
16 Archaeological requirements.
17 Interfaces.
18 Occupied premises and users.
19 Employer's policies and procedures.
| 20 Constraints imposed to meet the requirements of others. | State requirements of others (e.g. funders).
2 Confidentiality. | 1 Confidentiality. | State confidentiality requirements and any acceptance procedures.
| 2 Publicity restrictions. | State publicity restrictions and any acceptance procedures.
3 Advertising. |  | State requirements.
4 Security and protection of the site. |  | State security requirements for the site and protection of the public, including the requirements for preventing damage, theft, unauthorised access to the site and any special security requirements.
5 Security and identification of people. | 1 Security clearance. | State requirements for security, vetting and identification of people working on or visiting the site.
| 2 Passes. | State employer's requirements, including the procedures for obtaining and returning passes.
| 3 Access control. | Identify controlled areas.
Item | Subitem | Description
6 Protection of existing structures and services. | 1 Protection of existing structures. | State requirements, including the: a method of protecting existing structures b method of working on existing structures and c procedures to follow should damage occur to existing structures.
| 2 Protection of existing services. | State requirements for: a identifying existing services b notifying services authorities, statutory services and/or adjoining and/or adjacent owners c protecting existing services d maintaining existing services e working on existing services and f procedures to follow should damage occur to existing services.
7 Protection of existing features. |  | State requirements, including procedures should damage occur to existing features.
8 Protection of existing furniture, fittings and equipment. | 1 Protection of existing furniture, fittings and equipment. | State requirements, including the: a procedures to follow should damage occur and b extent of removal work to be carried out by the employer.
2 Protection of valuable and/or vulnerable items.
Item | Subitem | Description
9 Protection of existing topsoil, subsoil, trees, shrubs, grassed areas and vegetation. | 1 Protection of existing topsoil and subsoil. | State requirements, including the: a location of temporary protection (by reference to drawing(s)) b standards of protection barriers and any other physical protection measures. c design details of physical protection measures (by reference to drawing(s)) d procedures to follow should damage occur e areas of structural landscaping to be protected from construction operations f requirements for maintaining the integrity of protection for the duration of the works and g requirements for removing protection measures and any reinstatement works on completion of the works.
2 Temporary protection of existing trees and vegetation.
3 Protection of retained trees, shrubs and grassed areas.
4 Trees protected by Tree Preservation Orders.
10 Protection of wildlife species and habitats. |  | State requirements.
11 Invasive species. |  | State: a requirements for the prevention of invasive species of plants and animals b details of any special precautions required and c requirements for discovery and reporting.
Item | Subitem | Description
12 Pesticides. |  | State the: a use b details of restrictions c disposal requirements and d operative's competency requirements.
13 Protection of the works. | 1 Stability. | State requirements for maintaining the stability and structural integrity of the works and adjoining property during the contract.
| 2 Fire prevention. | State requirements, including details of standards the contractor should comply with.
| 3 Smoking on site. | State requirements.
4 Burning on site.
5 Ingress of storm and surface water.
| 6 Moisture and drying the works. | State requirements for: a preventing wetness and dampness and b drying out the works.
| 7 Infected timber. | State requirements.
| 8 Protection of existing work. | State requirements, including for removing and replacing existing work.
| 9 Protection of building interiors. | State requirements.
10 Protection of new sanitary appliances.
Item | Subitem | Description
14 Cleanliness and protection of roads and pathways. |  | a State requirements agreed with the authorities for protecting and cleaning access roads to the site. b State procedures to follow should damage occur.
15 Traffic management. | 1 Traffic management on site. | State requirements and procedures for management of traffic on site.
| 2 Road closures and other Temporary Traffic Regulation Orders. | State requirements and procedures for road closures.
| 3 Traffic management on public highways and roads. | State requirements and procedures for management of traffic on public highways and roads.
| 4 Communication and information requirements. | State requirements.
16 Condition survey. | 1 Independent building surveyor. | State requirements
| 2 Schedules of conditions. | State requirements for condition surveys to be carried out by the contractor and any associated reinstatement works.
| 3 Condition survey reports. | State requirements.
17 Consideration of others. | 1 Schemes. | State requirements for: a scheme type (e.g. Considerate Constructors Scheme) b registration c contact details and d compliance.
| 2 Restrictions on works to avoid disturbance. 3 Public relations and good neighbour policies. | a State restrictions on work to avoid disturbance to the general public or occupiers of adjacent building areas in an existing building where work will be executed. b Identify the occupier's rules and regulations relating to work in occupied premises.
Item | Subitem | Description
18 Industrial relations. | 1 Cooperation. | State requirements.
| 2 Employer's industrial relations policy. | State requirements for the contractor to comply with any industrial relations policies.
19 Control of the works. | 1 Permit to work. | State requirements for permits (e.g. permit to work procedures).
| 2 Licences. | Specify requirements for licences.
20 Control of site personnel. | 1 Employment of site workers. | State requirements.
2 Identification of site workers.
3 Migrant workers.
4 Undocumented workers.
5 Visitors.
6 Equality and diversity.
| 7 Prevention of trespass and damage to adjoining property. | State requirements.
| 8 Restrictions on the use of adjoining property. | State requirements, including permission requirements.
21 Site cleanliness. |  | State requirements.
22 Waste materials. | 1 Site waste management plan. | State requirements.
2 Waste transfer.
3 Specific limitations for the disposal of products.
| 4 Products for recycling or reuse. | State requirements, including for: a sorting b cleaning c damage prevention and d storage requirement.
Item | Subitem | Description
23 Other constraints. |  | State any other general constraints that are not covered by other sections of the preliminaries or by other tender documents.
A.6 Contract conditions
Item | Subitem | Description | Supplementary information/notes
1 Conditions of contract. | 1 Form of contract title. | Include: a the full title of the standard or bespoke form of contract, including edition, revision and standard amendments applicable b the schedule of clause/condition headings in the standard form of contract (see note i) c reference to any amendments to clauses/conditions to standard form of contract (see note i) d reference to any supplementary or special clauses/ conditions to standard form of contract e insertions relating to articles of agreement, articles, recitals and contract particulars or abstract of particulars (see note i) f the employer's insurance responsibility g the employer's requirements for performance bonds h the employer's requirements for parent company guarantees i the employer's requirements for collateral warranties. | i Where addressed through a schedule of amendments to the standard conditions of contract, points b, c and e from the 'description' column are not required. Reference to the schedule of amendments should be made in this section of the preliminaries bill. ii Where bespoke or uncommon forms of contract are used, a copy should be appended to the BQ or included as part of the tender.
A.7 Employer's requirements: provision, content and use of documents
Item | Subitem | Description | Supplementary information/notes
1 Definitions and interpretations. | 1 Communication. | Give the definition and format of communications and timing of response.
| 2 Products. | Give definitions.
3 Site equipment.
4 Drawings.
5 Contractor's choice.
6 Contractor-designed works.
7 Submit proposals.
| 8 Terms used in specification. | Give definitions of key words, terms, phrases and synonyms used in the specification.
| 9 Manufacturer and product references. | a Give definitions of terms. b State the version of manufacturer's technical literature applicable to tender and contract (e.g. current on the date of invitation to tender).
| 10 Substitution of products. | a Give definitions of substitute/alternative products. b Explain the process for acceptance and rejection of substitute/alternative products.
| 11 Cross-references. | Explain the method of cross-referencing used.
Item | Subitem | Description | Supplementary information/notes
| 12 Referenced documents. | State the order of precedence of referenced documents.
| 13 Equivalent products. | Give definitions.
| 14 Substitution of standards. | a Give definitions. b Explain the process for acceptance and rejection of substitute standards.
| 15 Current version and status of documents. | State the version of published documents, including revisions and amendments, applicable to tender and contract (e.g. current on the date of invitation to tender).
| 16 Product sizes. | a Give a general definition of product sizes. b State exceptions to the general definition. | Products should be specified by their coordinating size. Exceptions to this should be stated.
2 Documents provided on behalf of employer. | 1 Additional copies of drawings and/or documents. | Describe the procedure following a request from the contractor for additional documents, etc.
| 2 Dimensions. | Explain ownership of scaled dimensions.
| 3 Measured quantities. | Explain the precedence of measured quantities.
| 4 Specification. | a Reference the specification(s) in the preliminaries. b Explain the method used to cross-reference specification clauses on or in other tender/contract documents.
| 5 Divergence from the statutory requirements. | State the method for dealing with divergence from the statutory requirements if this occurs.
Item | Subitem | Description | Supplementary information/notes
| 6 Employer's policy documents. | State the requirements for compliance with the employer's policies. Examples include: • environmental • sustainability • corporate and social responsibilities (CSR) and • health and safety.
3 Documents provided by the contractor, subcontractors and suppliers. | 1 Technical literature. | a State the literature that should be maintained. b State the requirements for literature to be available on-site.
4 Document and data interchange. | 1 Electronic data interchange (EDI). | a State the types and classes of communication. b Record communication between parties. c State the requirements.
A.8 Employer's requirements: contractor-designed work
Item | Subitem | Description
1 Design responsibility. | 1 Contractor's design responsibility. | Define the parts of the works the contractor should design.
| 2 Contractor's design manager. | State requirements.
2 Design submission and acceptance criteria. | 1 Design documents. | State requirements.
2 Design document status tracker.
3 Design documents that should be submitted.
Item | Subitem | Description
4 Submission of design documents.
| 5 Design document submission procedures. | State the procedures the contractor should follow for carrying out its design and for submitting designs for acceptance.
3 Design approvals from others. |  | State any requirements for design checks, approvals and consents that the contractor should obtain from others.
4 Employer's requirements. | 1 Design specifications. | State requirements for the design prepared by the contractor.
2 Design standards and codes of practice.
3 Size and/or space limitations.
4 Loading and capacity requirements.
| 5 Operational performance requirements and design life. | State performance or outputs that are required in the design prepared by the contractor.
| 6 Planning drawings and planning consents. | State requirements.
| 7 Energy consumption targets. | State performance or outputs that are required in the design prepared by the contractor.
| 8 Energy performance certificate. | State requirements.
9 Environmental standards.
| 10 Sustainability requirements. | State performance or outputs that are required in the design prepared by the contractor.
| 11 Maintenance and operational requirements. | State requirements for the design prepared by the contractor.
12 Design quality evaluation criteria.
13 Employer's design brief.
14 Employer's design reports.
15 Employer's standard design guidance.
Item | Subitem | Description
5 Design coordination. |  | State how the contractor should coordinate with others in preparing its design and any responsibility for coordination of design by others.
6 Requirements of others. |  | State how the contractor should obtain and satisfy any necessary authority requirements (e.g. planning officials or government departments).
7 Using the contractor's design. |  | State any other purpose for which the employer may wish to use and copy the contractor's design if not stated in the contract conditions.
8 Employer's requirements for design of plant/equipment. |  | Identify any employer requirements for the design of plant or equipment.
A.9 Employer's requirements: building information modelling (BIM)
Item | Subitem | Description | Supplementary information/notes
1 Information model requirements. |  | a State the form of the information model. b State the requirements for creating the information model or identify the document containing the requirements. The requirements may include: • procedure requirements • model standards • roles and responsibilities • model use glossary • model use requirements • information exchange formats • model and production standards • survey standards • common data environment requirements and • deliverables.
2 BIM coordinator. |  | State requirements.
3 Information management. |  | State requirements.
A.10 Employer's requirements: completion
Item | Subitem | Description | Supplementary information/notes
1 Completion. | 1 Completion definition. | State definition.
| 2 Completion. | a State work to be done by the practical completion/completion date. b If required, state which parts of the works can remain incomplete.
2 Sectional completion. | 1 Sectional completion definition. | State definition.
| 2 Sectional completion. | a State work to be done by each sectional completion date. b If required, state which parts of the works can remain incomplete for each section. c State requirements for the remainder of the works, including: • provision of services • fire precautions • means of escape and safe access and • other requirements.
3 Early possession. |  | State requirements.
4 Notice of completion. |  | State requirements.
5 Training. | 1 Training of building maintenance staff. | State training required by the employer and others and associated timescales.
| 2 Familiarisation of building engineering services systems. | State requirements.
Item | Subitem | Description | Supplementary information/notes
6 Final clean. | 1 Materials, protection and tools. | State details of final clean, removal of products, temporary structures.
7 Security. | 1 Security at completion. | State details of security arrangements at handover and completion.
| 2 Keys. | State requirements.
8 Rectification of defects. | 1 Defects rectification plan. | State requirements.
| 2 Defects rectification procedure. | a State procedures for access for the rectification of any defects. b State the procedure for liaison with the employer's representatives.
9 Pre-completion arrangements. | 1 Pre-completion plan. | State requirements.
2 Pre-completion works.
3 Spare parts.
4 Tools.
10 Highway/sewer adoption. |  | a Describe work that should be adopted. b State requirements for work to be adopted.
11 Use of the works. |  | a Identify parts of the works that the employer requires to use before practical completion/ completion/sectional completion. b State contractor's access provision during the period of use.
Item | Subitem | Description | Supplementary information/notes
12 Completion documents. | 1 Health and safety file. | State: a purpose b scope | The health and safety file and all other information can be combined as a single document. In this case the document can be referred to as the 'building manual'.
c responsibility for preparation
d content, format and presentation
e review process
f number of copies and
g latest date for submission of final file.
| 2 Health and safety information. | a State information that should be provided to the contractor where it is not responsible for preparation.
b For a works package contract, state information that should be provided by the works package contractor.
Item | Subitem | Description | Supplementary information/notes
| 3 Operation and maintenance manual/ building manual. | State: a purpose
b scope
c responsibility for presentation
d information to be provided by others
e review process
f number of copies
g latest date for submission of final manual and
h as-built/as-installed drawings:
• format and standard
• number of copies.
i For a works package contract, state information that should be provided by the works package contractor.
| 4 Content of operation and maintenance manual/building manual. | State requirements.
5 Presentation of operation and maintenance manual/building manual.
Item | Subitem | Description | Supplementary information/notes
| 6 Design information. | a State requirements, including design management and programming requirements. b State requirements for design documents and information. c Describe the format. d State the number of copies. e State submission requirements.
| 7 Production information. | a State requirements for production information. b Describe the format. c State number of copies. d State submission requirements.
| 8 As-built drawings and information. | a State general requirements. b State submission requirements. c State the number of copies.
Item | Subitem | Description | Supplementary information/notes
| 9 Maintenance instructions and guarantees. | a State information requirements. b Describe the format. c State the number of copies. d State submission requirements. e Explain storage and information management. f State requirements for emergency and/or out of normal working call-out services, including requirements for contact details and extent of cover. | Requirements relating to ‘management information systems' should be stated under storage and information management requirements.
| 10 Energy rating calculations. | a State information requirements. b State the number of copies. c State submission requirements.
| 11 Environmental assessment information. | a State the scheme type. b State environmental targets (for site activities and the works). c State information requirements. d Describe the format. e State the number of copies. f State submission requirements.
| 12 Other documents required before completion. | State requirements.
Item | Subitem | Description | Supplementary information/notes
13 Occupier's handbook. | 1 Occupier's handbook. | State requirements.
2 Content of occupier's handbook.
3 Presentation of occupier's handbook.
14 Access to information following completion. |  | State requirements.
15 Rectifying defects – post-completion. | 1 Defects rectification plan. | State requirements.
| 2 Defects correction/rectification procedure. | a State procedures for access for the correction/ rectification of any defects. b State the procedure for liaison with the employer's representatives.
16 Post-completion maintenance services. |  | State requirements for post-completion maintenance: a planned and b reactive.
A.11 Employer's requirements: programme/progress
Item | Subitem | Description
1 Programme requirements. | 1 Format of programmes. | State the requirements for the format of the programme, including the use of specific software (if necessary) and the requirement for hard and electronic copies.
| 2 Content of programmes. | State the information that the contractor should show on programmes.
Item | Subitem | Description
| 3 Programme arrangement. | State any requirements for the programme to be produced in levels (e.g. summary level to detailed level, subcontractor programmes).
| 4 Coordination and monitoring of programmes. | State requirements.
2 Methodology statements. | 1 Methodology statements. | State requirements for methodology statements.
| 2 Resource information. | State requirements for the format of resource information.
3 Work of the employer and others. |  | a Detail the order and timing of work of the employer and others that should be included in the programme and information that should be provided. b Refer to A.13 Employer's requirements: working with the employer and others.
4 Specific limitations on method and/or sequence of work. |  | State specific limitations on method and/or sequence of working, including phasing requirements that should be included in the programme.
5 Information required. |  | State information, the provider and the date/time it should be provided.
6 Revised programmes. |  | State requirements for the submission of revised programmes, including the explanation of changes.
7 Start of site works. | 1 Start of site works. | State the notice period the contractor should give before starting work on site.
Item | Subitem | Description
8 Monitoring works progress. |  | State: a employer's requirements for reporting and avoiding potential delay b key performance indicators (KPIs) that should be maintained by the contractor c requirements for reporting KPIs and d actions that should be taken by the contractor if any KPI is not achieved.
9 Notification of delays. |  | State requirements.
10 Extensions of time.
A.12 Employer's requirements: management of the works
Item | Subitem | Description
1 Delegated duties. |  | a The contract conditions identify the employer and some of the project team members and state what they should do. b State any duties delegated to others or that should be undertaken by others and explain the extent of the delegation/role.
2 Communication system. | 1 Electronic systems and communications. | Detail the communication system that should be used (e.g. internet-based collaboration tool, electronic mail system or standard forms and templates).
| 2 Use of standard forms and templates. | State requirements.
Item | Subitem | Description
3 Management procedures. | 1 Kick-off meeting. | State requirements.
| 2 Employer's works progress meetings. | State: a the management procedures the contractor should follow b list of the attendees c method of keeping meeting records d the frequency of the meetings and e identity of the chairperson.
3 Contractor's site meetings.
| 4 Contractor's progress report. | State the: a form and content of report b method of presentation and c submission requirements.
4 Management and supervision. | 1 Contractor's site manager. | State requirements, including notice period for the replacement of contractor's site manager/person in charge that the contractor should give.
2 Supervision of the works.
| 3 Coordination of building engineering services systems. | State requirements.
| 4 Quality control. | State: a procedural requirements b records required c content of records and d other requirements.
Item | Subitem | Description
| 5 Work carried out outside of normal working hours. | State requirements.
6 Overtime working.
| 7 Defects in existing work. | State procedure for dealing with: a undocumented defects and b documented remedial work.
5 Management of subcontractors. |  | State requirements.
6 Photography. | 1 Photographs. | State requirements for: a image format b frequency c number of locations d number of images from each location and e other requirements.
| 2 Time-lapse photography. | State requirements.
7 Insurance. | 1 Insurance. | State requirements for documentary evidence and the circumstances under which it is required.
| 2 Insurance claims. | a State requirements for the notifying event. b State requirements for indemnifying the employer.
8 Asbestos-containing materials. |  | State requirements.
9 Dangerous or hazardous substances. |  | State requirements.
Item | Subitem | Description
10 Weather measurements. |  | State requirements.
11 Notification of delays. |  | State requirements.
12 Cost control. | 1 Payment forecasts. | State requirements for cash flow forecasts, including: a basis b frequency and c submission requirements.
| 2 Removal and replacement of existing work. | State requirements for: a location b extent and c execution.
| 3 Proposed instructions. | State: a requirements for estimates b content of estimates and c other requirements.
| 4 Measurement of covered work. | State: a procedure and b notice period the contractor should give before covering works that will be measured.
Item | Subitem | Description
| 5 Daywork vouchers. | State: a notice period the contractor should give before starting the work being carried out on a daywork basis and b submissions requirements.
| 6 Payment for products not incorporated into the works. | State information/evidence of freedom from the title that the contractor should provide for products not incorporated in the works before payment is made by the employer.
7 Payment for products stored off-site.
| 8 Labour and equipment returns. | State: a records that should be maintained by the contractor b content of records and c submission of records.
| 9 Final cost. | State requirements.
13 Capital allowances. |  | State requirements.
14 Contractor's applications for payment. | 1 Format and details. | State employer's requirements for the format and details to be included in the contractor's applications for payment.
| 2 Submission requirements. | State submission requirements.
| 3 Invoicing. | State submission requirements.
A.13 Employer's requirements: working with the employer and others
Item | Subitem | Description
1 Sharing working areas with others. |  | Provide an interface schedule to show the activities being undertaken, explaining: a what is being done b who is doing it c when it is being done d how the contractor should cooperate and share the working areas and e whether the contractor provides any services or other things.
2 Cooperation. |  | Identify timing and known information requirements for the contractor to obtain from others or to provide to others.
3 Coordination. |  | State how the contractor is to liaise with the employer and others for the coordination of works and access.
4 Authorities and utilities providers. | 1 Work by authorities. | a Identify works that should be carried out by authorities. b State responsibility for enquiry, management, procurement, provision of notices and payment.
| 2 Work by utility providers. | a Identify works that should be carried out by utility providers. b State responsibility for enquiry, management, procurement, provision of notices and payment.
A.14 Employer's requirements: quality management
Item | Subitem | Description
1 Quality management system. | 1 Certification. | State requirements for the contractor's quality management system, including accreditations or legislative standards.
| 2 Quality audits. | State requirements.
2 Quality policy statement and quality plan. |  | State requirements that the contractor's quality policy statement and quality plan are required to comply with, including topics that should be included.
| 1 Incomplete information. | State requirements for products and work where not fully specified.
| 2 Contractor skills. | State requirements for: a appropriateness of contractor's operatives b registration schemes to which contractor's operatives should belong c evidence of scheme registration requirements and d other requirements.
| 3 Quality of products. | State requirements for: a use of new and recycled products, including sorting and damage prevention requirements, and storage requirements b supply of products c tolerances d deterioration prevention and e other requirements.
Item | Subitem | Description
| 4 Quality of work. | State requirements for: a fixing, application and installation of products, including alignment b colour batching c dimensions d finished work e location and fixing of products f keeping cavities and voids free of waste and g other requirements.
| 5 Compliance with proprietary specifications. | State: a requirements for compliance with proprietary specifications and b other requirements.
| 6 Compliance with performance specifications. | State: a requirements for compliance with performance specifications and b other requirements.
| 7 Substitution of products. | State requirements.
Item | Subitem | Description
| 8 Equivalent products. | a Give the definition. b State procedure for acceptance and rejection of substitute standards.
| 9 Substitution of standards. | State requirements.
10 Inspections.
| 11 Related work. | State requirements for coordinating contractors of different trades.
| 12 Compliance with manufacturer's recommendations or instructions. | a State requirements for compliance. b State the version of manufacturer's recommendations/ instructions applicable to tender and contract (e.g. current on the date of invitation to tender).
| 13 Water for the works. | State requirements.
3 Standards of products and work. | 1 Samples of products. | a State requirements (including programming requirements) for submission, inspections, tests and approvals. b State any other requirements.
2 Samples of work.
3 Mock-ups.
4 Storage of samples and mock-ups.
4 Setting out the works. |  | State requirements, including for: a recording details of grid lines, setting-out stations, benchmarks and profiles (e.g. the provision of record drawings) b information retention c submission and d other.
Item | Subitem | Description
5 Accuracy. | 1 Appearance and fit. | State tolerances and dimensions.
| 2 Critical dimensions. | State requirements.
| 3 Levels of structural floors. | State maximum tolerances for designed levels.
6 Services. | 1 Services regulations. | State requirements.
2 Water regulations/byelaws - contractor's notification.
| 3 Water regulations/byelaws - contractor's certificate. | State: a content of certificate b submission requirements and c other requirements.
| 4 Electrical installation certificate. | State: a submission requirements and b other requirements.
| 5 Gas, oil and solid fuel appliance installation certificate. | State: a content of certificate b submission requirements and c other requirements.
| 6 Mechanical and electrical services. | State requirements for: a final tests and commissioning and b Building Regulations notice.
Item | Subitem | Description
7 Instrumentation. | 1 Laser equipment. | State requirements.
2 Thermometers.
3 Surveying equipment.
8 Proposals for rectifying defective products and executed work. |  | State requirements.
9 Measures to establish acceptability of products and executed work. |  | State requirements.
10 Quality control. |  | State: a procedural requirements b records required c content of records and d other requirements.
A.15 Employer's requirements: tests and inspections
Item | Subitem | Description
1 Access for tests and inspection. |  | State requirements.
2 Tests and inspections. | 1 Products, facilities and samples for tests and inspections. | State requirements.
Item | Subitem | Description
| 2 Tests and/or inspections on products before payment or delivery to site. | State: a details of tests and/or inspections before payment or delivery to site and b details of tests and/or inspections on site.
| 3 Computer software tests. | State requirements.
| 4 Performance tests. | State: a the type of performance test(s) (e.g. air permeability, continuity of thermal insulation or resistance to the passage of sound) b the method c performance and compliance requirements d submission requirements and e other requirements.
3 Management of tests and inspections. | 1 Test and inspection plan. | State: a timing requirements b records required c procedure for submission and review and d other requirements.
| 2 Test certificates. | State requirements.
4 Procedures for inspections and watching tests by the employer's representative. |  | State requirements.
Item | Subitem | Description
5 Building Regulations inspections. |  | State requirements.
6 Covering up completed work. |  | State requirements, including timescales for covering up works that have been tested or inspected.
7 Samples. | 1 Products. | State: a requirements for submission of, inspection of and tests on samples (including programming requirements) b definition of approval in context of sample c retention of complying samples, including storage requirements d other requirements.
| 2 Work executed and mock-ups. | State: a requirements for submission of, inspection of and tests on work executed and mock-ups (including programming requirements) b definition of approval in context of work executed and mock-ups c retention of complying work executed and mock-ups, including storage requirements d other requirements.
8 Commissioning. | 1 Independent specialist commissioning engineer. | State requirements.
2 Testing and commissioning plan.
3 Commissioning.
Item | Subitem | Description
4 Seasonal commissioning of building engineering services systems.
5 Documents and records.
9 Performance tests after completion of commissioning. |  | State requirements.
10 Fuels and consumables. |  | State requirements.
A.16 Employer's requirements: services and facilities
Item | Subitem | Description
1 Services and facilities provided by the contractor for use by the employer, the employer's representatives or others. | 1 Access for the employer, the employer's representatives or others. | State requirements.
| 2 Accommodation. | State requirements, including: a the room for meetings, including furniture and equipment that should be provided b site offices c preparatory works, including painting, decoration and applied finishings (e.g. carpets) d cleaning and maintenance requirements e location of accommodation (on-site or off-site).
Item | Subitem | Description
| 3 Welfare facilities. | State requirements, including: a catering b sanitation c recreation d other and e cleaning and maintenance.
| 4 Medical facilities and first aid. | State requirements.
5 Storage facilities.
6 Parking.
7 Security arrangements.
| 8 Computers. | State requirements, including for: a systems, including computers, software, printers, cables and consumables b responsibility for paying the cost of consumables c date they should be installed and d other.
| 9 Email and internet facilities. | State requirements, including for: a systems b responsibility for paying installation and rental charges c date they should be installed and d other.
Item | Subitem | Description
| 10 Mobile telephones. | State requirements, including for: a providing the contractor's team with mobile telephones b responsibility for paying installation and all rental charges, including paying the cost of calls c disseminating telephone numbers and d other.
| 11 Telephones. | State requirements, including for: a responsibility for paying installation and all rental charges, including paying the cost of calls b disseminating telephone numbers and c other.
| 12 Radios. | State requirements, including for: a providing the contractor's team with radios b responsibility for paying installation and all rental charges, including paying the cost of calls c disseminating telephone numbers and d other.
| 13 Document management system. | State requirements.
14 Copying.
15 Postage.
Item | Subitem | Description
| 16 Name boards and signage. | State requirements.
17 Fences, screens and hoardings.
18 Maintenance of access roads and pathways.
| 19 Placement of spoil heaps, temporary accommodation, temporary works services and facilities. | State requirements, including: a siting of spoil heaps and b maintenance, alteration, movement and removal of temporary works.
| 20 Safety equipment and services. | State: a safety requirements and b protective clothing and/or equipment the contractor should provide for use by the employer and the employer's representatives.
| 21 Temperature and humidity. | State requirements, including levels that should be maintained by the contractor.
| 22 Thermometers. | State requirements for providing maximum and minimum thermometers for measuring atmospheric shade temperature.
| 23 Surveying equipment. | State requirements for providing surveying equipment.
Item | Subitem | Description
| 24 Temporary facilities. | State requirements for: a temporary lighting (for the provision of temporary lighting for finishing work and inspections) b access scaffolding c lifting equipment d cranes e hoists and f other.
| 25 Use of permanent roads, hardstandings and footpaths. | State requirements for use by the contractor of permanent roads, hardstandings and footpaths on the site, including restrictions on use.
| 26 Temporary works. | State other requirements.
| 27 Advertisements. | State requirements.
Item | Subitem | Description
| 28 Utilities. | State requirements for: a water, including: i requirements for use of employer's mains and responsibility for continuity of supply ii metering requirements iii source of supply iv location of supply point and v conditions/restrictions imposed on the contractor. b power, including: i requirements for use of employer's mains and responsibility for continuity of supply ii metering requirements iii location of supply point iv available capacity, frequency, phase and current type and v conditions/restrictions imposed on the contractor.
| 29 Meter readings. | State requirements.
| 30 Other requirements. | State requirements.
Item | Subitem | Description
2 Services and facilities the employer should provide | 1 Accommodation. | State details, including: a identification of accommodation and/or space that may be used by the contractor for the duration of the contract without charge b limitations/restrictions on use c requirements for any temporary adaptations d cleaning and maintenance requirements e accommodation/space use f location of accommodation/space and g reinstatement requirements on vacation of accommodation/space.
2 Space for accommodation.
3 Space for accommodation not included in the site.
| 4 Utilities. | State requirements.
5 Roads, hardstandings and pathways on the site.
6 Products (free-issue items).
| 7 Temporary facilities (preliminaries (works package contract) only). | State requirements for: a temporary lighting (for the provision of temporary lighting for finishing work and inspections) b access scaffolding c lifting equipment d cranes e hoists and f other.
Item | Subitem | Description
3 Use of installed mechanical and electrical engineering services systems. | 1 Use of permanent heating systems. | State: a whether the contractor is permitted to use permanent heating systems for drying out the works, services and controlling temperature and humidity levels
b requirements for operation, maintenance and remedial work
c requirements for the contractor to arrange supervision of use by the subcontractor and indemnification of the subcontractor and
d other requirements.
| 2 Beneficial use of permanent installed systems. | State details of services systems, including lifts and sanitary installations that can be used by the contractor to complete the works.
A.17 Employer's requirements: health and safety
Item | Subitem | Description
1 Health and safety requirements. | 1 Scheme. | State the: a scheme type b registration requirements c contact details and d compliance requirements.
| 2 Employer's safety requirements. | State requirements.
3 Freight vehicle safety requirements.
Item | Subitem | Description
| 4 Reporting requirements. | State requirements
5 Safety management, supervision and qualifications.
6 Management of subcontractors.
7 Drug and alcohol policy.
8 Site induction procedure.
2 Pre-construction information. |  | Explain how pre-construction information is dealt with (i.e. in the preliminaries bill or as a separate document). Cross-reference to pre-construction information document if it is a separate document.
3 Method statements and risk assessments. |  | State details of operations for which the contractor should submit method statements and risk assessments.
4 Legal requirements. | 1 Employer's duties. | State: a health and safety duties required by law and b who will perform the duties.
2 Duties of the principal designer.
3 Duties of the principal contractor.
4 Duties of designers.
5 Duties of contractor and subcontractors.
5 Employer's representatives site visits. |  | State safety requirements.
6 Inspections. |  | State requirements for review and inspection of contractor's health and safety procedures.
7 Deleterious and hazardous materials. |  | State restrictions on the use of deleterious and hazardous materials.
Item | Subitem | Description
8 Design hazards. |  | State requirements, including: a management requirements for common hazards and b details of significant hazards incorporated into the design of the works.
9 Product hazards. |  | State requirements, including: a management requirements for common hazards and b details of significant hazards incorporated into the design of the works.
10 Construction hazards. |  | State requirements, including: a management requirements for hazardous substances b management requirements for common hazards and c details of significant hazards.
11 Working precautions and/or restrictions. |  | State requirements, including: a details of hazardous areas and b permit to work requirements.
12 Construction phase health and safety plan. |  | State requirements, including content and submission requirements.
A.18 Employer's requirements: subcontracting
Item | Subitem | Description
1 Restrictions or requirements for subcontracting. | 1 Subcontract conditions. | State requirements.
| 2 Subcontract restrictions. | State any restrictions and additional procedures the contractor must follow.
2 Acceptance procedure. |  | State any submission and acceptance procedures for proposed subcontracts.
A.19 Employer's requirements: title
Item | Subitem | Description
1 Marking and transfer of title. | 1 Marking. | a State the requirements for marking products that are stored off-site by the contractor for payment and transfer of title to the employer. b State which items should be prepared for marking and how this should be done. c Identify any tests and inspections that should be passed before items are accepted for marking.
| 2 Transfer of title. | State requirements for ensuring that property in products that are stored off-site by the contractor is vested in the contractor.
2 Products from excavation and demolition. | 1 Title. | State any exceptions to the contractor's title to products arising from demolition and excavations.
| 2 Credit for the sale of salvaged products. | State whether the employer wishes to salvage any products from demolition and excavations.
Item | Subitem | Description
| 3 Salvaged products. | a State whether the employer wishes to salvage any products from demolition and excavations. b If so, state where they are to be delivered to or collected from, and by whom.
A.20 Employer's requirements: records
Item | Subitem | Description
1 Records. |  | a Detail any records that should be kept by the contractor in addition to those specified elsewhere in the preliminaries, specifications and other contract documents (e.g. timesheet, site allocation sheets, equipment records, climatic conditions). b Define the format and presentation of records that should be kept.
Part B: Pricing schedule B.1 Employer's requirements: site accommodation
Component | Included | Unit | Pricing method Excluded
1 Site accommodation. | Site accommodation for the employer and the employer's representatives where separate from main contractor's site accommodation, including: • site offices • sanitary accommodation • welfare facilities • foundations to site accommodation • temporary drainage to accommodation • temporary services • intruder alarms. The type and extent of accommodation to be provided should be stated, with each type separately quantified. 1 Bringing to site and installing, including all temporary drainage, services and intruder alarms. | item | Fixed charge 1 Site accommodation, furniture and equipment, telecommunication and IT systems for the employer and the employer representatives where an integral part of the main contractor's site accommodation (included in B.5 Contractor's cost items: site establishment, as appropriate).
2 Adaptations/alterations during works.
3 Dismantling and removing from site, including rectifying any damage.
| 4 Maintaining. | week | Time-related charge
5 Cleaning.
6 Charges.
Component | Included | Unit | Pricing method Excluded
7 Off-site rented temporary accommodation.
| 8 Rectifying damage to off-site rented temporary accommodation. | item | Fixed charge
2 Furniture and equipment. | Furniture and equipment for the employer and the employer's representatives where separate from main contractor's site accommodation. For example, desks, chairs, meeting table and chairs, cupboards, kettles, coffee maker, photocopier and consumables. 1 Bringing to site and installing. | item | Fixed charge
| 2 Cleaning. | week | Time-related charge
3 Charges.
| 4 Dismantling and removing from site. | item | Fixed charge
3 Telecommunications and IT systems. | Telecommunication and IT systems for the employer and the employer's representatives where separate from main contractor's site accommodation, including telephones, mobile phones, photocopier, computers, printers, scanners and consumables. 1 Purchase charges. | nr | Fixed charge
| 2 Hire charges. | week | Time-related charge
3 Consumables.
B.2 Employer's requirements: site records
Component | Included | Unit | Pricing method Excluded
1 Site records. | 1 Operation and maintenance manuals. | item | Fixed charge
2 Compilation of health and safety file.
2 Web-based information management system. | 1 Provision of system.
2 Data uploading.
3 Training building user's staff in the operation of the web-based management system.
B.3 Employer's requirements: completion and post-completion requirements
Component | Included | Unit | Pricing method Excluded
1 Handover requirements. | 1 Training of building user's staff in the operation and maintenance of the building engineering services systems. | item | Fixed charge
2 Provision of spare parts for maintenance of building engineering services.
3 Provision of tools and portable indicating instruments for the operation and maintenance of building engineering services systems.
2 Operation and maintenance services. | 1 Operation and maintenance of building engineering services installations, mechanical plant and equipment, etc. during the defects liability period, period for rectifying defects, maintenance period or other specified period (i.e. additional services that are normally required by the contract). | week | Time-related charge
3 Landscape management services. | 1 Maintenance of internal and external planting.
B.4 Contractor's cost items: management and staff
Component | Included | Unit | Pricing method Excluded
1 Project-specific management and staff. | Main contractor's project-specific management and staff such as: • project manager/director • construction manager • supervisors, including works/trade package managers, building services engineering managers/coordinators and off-site production managers • health and safety manager/officers • commissioning manager (building engineering services) • planning/programming manager and staff • senior/managing quantity surveyor • project/package quantity surveyors • procurement manager • design manager • project engineers • environmental manager • temporary works design engineers • materials management staff (e.g. storeworker) • administrative staff, including secretary, document controllers, finance clerks, etc. and • other management and staff. For preliminaries (works package contract): works package contract's project-specific management and staff. | week (number of staff by number of hours per week by number of weeks) | Time-related charge 1 Security staff (included in B.9 Contractor's items: control and protection).
Component | Included | Unit | Pricing method Excluded
2 Visiting management and staff. | 1 Managing director, regional director, operations director, commercial director, etc. |  | 1 Visiting management and staff for which an allowance has been made in the main contractor's overheads.
2 Quality manager.
3 Contracts/commercial manager.
4 Health and safety manager.
5 Environmental manager/consultant.
6 Other visiting management and staff.
3 Extraordinary support costs. | 1 Legal advice costs (i.e. solicitors). | item | Fixed charge 1 Extraordinary support costs for which an allowance has been made in the main contractor's overheads.
2 Recruitment costs.
3 Team building costs.
4 Other extraordinary support costs.
| 5 Day transport. | week (number of days per week by number of weeks) | Time-related charge
6 Personnel transport (i.e. transportation of work operatives to site).
| 7 Temporary living accommodation (e.g. long/medium-term accommodation costs). | week (number of staff by number of days per week by number of weeks)
8 Subsistence payments.
9 Out of normal hours working, including non-productive overtime allowances.
Component | Included | Unit | Pricing method Excluded
4 Staff travel. | Costs associated with off-site visits such as: 1 visits to employer's and consultants' offices 2 visits to subcontractors' offices/works or visits to main contractors' offices/works (preliminaries (works package contract)) 3 overseas visits and 4 accommodation charges and overnight expenses. | nr (number of occasions) | Fixed charge
B.5 Contractor's cost items: site establishment
Component | Included | Unit | Pricing method Excluded
1 Site accommodation. | Main contractor's and common user temporary site accommodation such as: • offices • conference/meeting rooms • canteens and kitchens • drying rooms • toilets and washrooms • first aid room • laboratories • workshops • secure stores • compounds, including containers for material storage • security control room and • stairs and office staging. For preliminaries (works package contract): works package contractor's project-specific site accommodation. The type and extent of accommodation to be provided should be stated, with each type separately quantified. |  | 1 Employer's accommodation, where not an integral part of the main contractor's site accommodation (included in B.1 Employer's requirements: site accommodation). 2 Temporary bases, foundations and provision of drainage and services to temporary site accommodation (included in component 2 of this table). 3 Service provider's charges for temporary services (included in B.15 Contractor's cost items: fees and charges). 4 Rates for temporary services (included in B.15 Contractor's cost items: fees and charges).
Component | Included | Unit | Pricing method Excluded
| 1 Purchase charges. | item | Fixed charge
| 2 Hire charges. | week | Time-related charge
3 Employer's accommodation, where this is an integral part of the main contractor's site accommodation.
| 4 Delivery of temporary site accommodation to site and erection, construction and removal of temporary site accommodation. | item | Fixed charge
| 5 Temporary accommodation made available by the employer. | week | Time-related charge
| 6 Intruder alarms. | item | Fixed charge
| 7 Land/property rental where site accommodation is located off-site. | week | Time-related charge
| 8 Alterations and adaptations to site accommodation, including partitioning, doors, painting and decorating, etc. | item | Fixed charge
9 Relocation and alterations of temporary accommodation during construction stage.
10 Reinstating temporary site accommodation to original condition before removal from site.
11 Removal of site accommodation and temporary works in connection with site accommodation.
Component | Included | Unit | Pricing method Excluded
2 Temporary works in connection with site establishment. | 1 Temporary bases and foundations for site accommodation, including maintenance and reinstatement of existing surfaces on completion of the works. | m2 | 1 Fixed charge 2 Time-related charge 1 Provision of temporary services to site establishment (included in B.6 Contractor's cost items: temporary services). 2 Provision of temporary drainage to site establishment (included in B.6 Contractor's cost items: temporary services). 3 Hoardings, fans, fencing, etc. to site boundaries and to form site compounds (included in B.7 Contractor's cost items: security).
| 2 Connections to temporary service, including maintenance and removal on completion of the works. | nr
| 3 Connections to temporary drainage, including maintenance and removal on completion of the works. | nr
| 4 Temporary site roads, paths and pavings (including on-site car parking), including reinstatement of existing surfaces on completion of the works. | m
| 5 Temporary surface water drainage to temporary site roads, paths and pavements, including maintenance and removal on completion of the works. | m
3 Furniture and equipment. | 1 Workstations for staff, including maintenance. | nr | 1 Fixed charge 2 Time-related charge 1 Telephone and fax installations (included in B.6 Contractor's cost items: temporary services). 2 Computers and IT associated equipment (included in component 4 of this table).
| 2 General office furniture, including maintenance. | item
3 Conference/meeting room furniture, including maintenance.
4 Photocopiers, including purchase/rental, maintenance and other running costs.
5 Canteen furniture, including maintenance.
6 Canteen equipment, including purchase/rental, maintenance and other running costs.
7 Floor coverings, including maintenance.
Component | Included | Unit | Pricing method Excluded
8 Water dispensers, including purchase/rental, maintenance and other running costs.
9 Heaters, including maintenance of heaters.
10 Other office equipment, including maintenance.
11 Removal of furniture and equipment.
12 Maintenance furniture and floor covering.
4 IT systems. | 1 Computer hardware, including purchase/rental, installation, initial set up, maintenance and running costs, such as: • desktop and laptop computers • CAD stations • server and network equipment • printers and plotters • other computer system hardware. | item | 1 Fixed charge 2 Time-related charge 1 Computer and printer consumables (included in component 5 of this table). 2 Document management, including electronic data management systems (EDMS) (included in component 6 of this table).
2 Software and software licences.
3 Modem lines, modems and connections (i.e. email and internet capability).
4 WAN lines and connections (if on WAN).
Component | Included | Unit | Pricing method Excluded
| 5 Line rental charges. | week | Time-related charge
| 6 Internet/website addresses. | nr | Fixed charge
7 Internet service provider (ISP) charges.
| 8 Line calls charges. | week | Time-related charge
9 IT support and maintenance.
5 Consumables and services. | 1 Stationery. | week | Time-related charge
2 Computer and printer consumables (e.g. ink cartridges).
3 Postage.
4 Courier charges.
5 Tea, coffee, water bottles, etc.
6 First aid consumables.
7 Photocopier consumables (e.g. paper and toners).
8 Fax consumables (e.g. paper and toners).
9 Drawing printer consumables (e.g. ink cartridges).
Component | Included | Unit | Pricing method Excluded
6 Brought-in services. | Services outsourced by the main contractor such as: • catering • equipment maintenance • document management, including management information systems and EDMS • printing (purchasing), including reports and drawings • staff transport • off-site parking charges • meeting room facilities • photographic services and • other. | week | Time-related charge
7 Sundries. | 1 Signboards. | item | Fixed charge
2 Safety and information notice boards.
3 Fire points.
4 Shelters.
5 Tool stores.
6 Crane signage.
7 Employer's composite signboards.
B.6 Contractor's cost items: temporary services
Component | Included | Unit | Pricing method Excluded
1 Temporary water supply. | 1 Temporary connections. | nr | 1 Fixed charge 2 Time-related charge
| 2 Distribution equipment, installation and adaptations. | item
| 3 Meter charges. | week
2 Temporary gas supply. | 1 Gas connection. | nr | 1 Fixed charge 2 Time-related charge
| 2 Distribution equipment, installation and adaptations. | item
| 3 Charges. | week
4 Bottled gas.
3 Temporary electricity supply. | 1 Temporary connections. | nr | Fixed charge
| 2 Temporary electrical supply for tower cranes. | item
| 3 Charges – power consumption for site establishment. | item | Time-related charge
4 Charges – power consumption for the works.
| 5 Distribution equipment, installation and adaptations. | item | Fixed charge
| 6 Attendance. | nr (number of hours per week by number of weeks) | Time-related charge
| 7 Uninterrupted power supply (UPS). | item | Fixed charge
8 Temporary substation modifications.
Component | Included | Unit | Pricing method Excluded
4 Temporary telecommunication systems. | 1 Landlines (including connection and rental charges), including: • telephone and fax lines and • ISDN lines. | item | 1 Fixed charge 2 Time-related charge 1 Fax consumables (included in B.5 Contractor's cost items: site establishment, component 5).
2 Telephone and related equipment, including: • connection and rental charges • PABX equipment • handsets, including purchase or rental • fax machines, including purchase or rental • installation of equipment and • maintenance of equipment.
3 Mobile phones, including: • purchase or rental and connection charges • spare batteries and • mobile phone charges.
4 Telephone charges, including: • telephone call charges • fax charges and • fax and telephone consumables.
Component | Included | Unit | Pricing method Excluded
5 Radios, including: • purchase or rental charges • base set • handsets and chargers • repairs and maintenance • licences and • spare batteries.
5 Temporary drainage. | 1 Temporary mains. | item | 1 Fixed charge 2 Time-related charge
| 2 Septic tanks. | nr
| 3 On-site treatment plant. | item
| 4 Holding tanks. | nr
5 Sewage pumping.
| 6 Distribution pipework, etc. | item
7 Drainage installation and adaptations.
| 8 Disposal charges (i.e. rates). | week | Time-related charge
9 Disposal costs (i.e. tanker charges).
B.7 Contractor's cost items: security (preliminaries (main contract) only)
Component | Included | Unit | Pricing method Excluded
1 Security staff. | 1 Security guards (day and night). | nr (number of staff by number of hours per week by number of weeks). | Time-related charge 1 Security staff accommodation (included in B.5 Contractor's cost items: site establishment).
2 Watch patrols (day and night).
2 Security equipment. | 1 Site pass issue equipment, including maintenance and removal. | item | 1 Fixed charge 2 Time-related charge
2 Site pass consumables.
3 CCTV surveillance installation, including maintenance and removal.
| 4 Temporary vehicle control barriers, including maintenance and removal. | nr
3 Hoardings, fences and gates. | 1 Perimeter hoardings and fencing, etc. to site boundaries and to form site compounds. | m | 1 Fixed charge 2 Time-related charge
| 2 Access gates, including frames and ironmongery. | nr
| 3 Painting of hoardings, fencing, gates, etc. | m
| 4 Temporary doors. | nr
5 Modification to line of hoarding and fencing during construction.
| 6 Dismantling and removal of hoarding, fencing, gates, etc. | m
B.8 Contractor's cost items: safety and environmental protection
Component | Included | Unit | Pricing method Excluded
1 Safety programme. | Works required to satisfy requirements of CDM Regulations: 1 Health and safety manager/officers. | nr (number of staff by number of hours per week by number of weeks) | Time-related charge 1 Health and safety manager/officers (included in B..4 Contractor's cost items: management and staff). 2 Welfare facilities (included in B.5 Contractor's cost items: site establishment).
| 2 Safety audits, including safety audits carried out by an external consultant. | nr | 1 Fixed charge 2 Time-related charge
| 3 Staff safety training. | item
4 Site safety incentive scheme.
5 Notices and information to neighbours.
| 6 Personal protective equipment (PPE), including for the employer and consultants. | nr (sets)
7 PPE for multi-service gangs.
| 8 Fire points. | nr
9 Temporary fire alarms.
10 Fire extinguishers.
| 11 Statutory safety signage. | item
Component | Included | Unit | Pricing method Excluded
| 12 Nurse. | nr (number of staff by number of hours per week by number of weeks) | Time-related charge
13 Traffic marshals.
2 Barriers and safety scaffolding. | 1 Guard rails and edge protection (e.g. to edges of suspended slabs and roofs). | item | 1 Fixed charge 2 Time-related charge
2 Temporary staircase balustrades (i.e. to new staircases during construction).
3 Lift shaft protection.
4 Protection to holes and openings in ground floor slabs, suspended slabs, etc.
5 Debris netting/plastic sheeting.
| 6 Fan protection. | item | 1 Fixed charge 2 Time-related charge
| 7 Scaffold inspections. | nr
| 8 Hoist run-offs. | item
9 Protective walkways.
10 Other safety measures.
Component | Included | Unit | Pricing method Excluded
3 Environmental protection measures | 1 Control of pollution. | item | 1 Fixed charge 2 Time-related charge
2 Residual control of noise.
3 Environmental monitoring.
| 4 Environmental manager/consultant. | nr (number of staff by number of hours per week by number of weeks) | Time-related charge
| 5 Environmental audits, including safety audits carried out by external consultant. | nr | 1 Fixed charge 2 Time-related charge
B.9 Contractor's cost items: control and protection
Component | Included | Unit | Pricing method Excluded
1 Survey, inspections and monitoring. | 1 Surveys. | item | 1 Fixed charge 2 Time-related charge 1 Environmental monitoring (included in B.8 Contractor's cost items: safety and environmental protection).
2 Topographical survey.
3 Non-employer dilapidation survey.
4 Structural/dilapidations survey adjoining buildings.
5 Environmental surveys.
6 Movement monitoring.
7 Maintenance and inspection costs.
Component | Included | Unit | Pricing method Excluded
2 Setting out. | 1 Setting out primary grids. | item | 1 Fixed charge 2 Time-related charge
2 Grid transfers and level checks.
3 Maintenance of grids.
4 Take over control and independent checks (i.e. on change of subcontractors).
5 Instruments for setting out.
3 Protection of works. | 1 Protection of finished works to project handover. | item | 1 Fixed charge 2 Time-related charge
2 Protection of stairs, balustrades, etc. works to project handover.
3 Protection of fittings and furnishings works to project handover.
4 Protection of entrance doors and frames works to project handover.
5 Protection of lift cars and doors works to project handover.
6 Protection of specifically vulnerable products to project handover.
7 Protection of all sundry items.
4 Samples. | 1 Provision of samples. | item | 1 Fixed charge 2 Time-related charge
2 Provision of sample room.
3 Mock-ups and sample panels.
4 Testing of samples/mock-ups, including testing fees.
5 On-site laboratory equipment.
6 Mock-ups of prefabricated units (e.g. residential units, student accommodation units, hotel accommodation, etc.).
Component | Included | Unit | Pricing method Excluded
5 Environmental control of building | 1 Dry out building. | item | 1 Fixed charge 2 Time-related charge
2 Temporary heating/cooling.
3 Temporary waterproofing, including over roofs.
4 Temporary enclosures.
B.10 Contractor's cost items: mechanical plant
Component | Included | Unit | Pricing method Excluded
1 General. | Common user mechanical plant and equipment used in construction operations. |  | Plant and equipment used for specific construction operations, such as: 1 earthmoving plant 2 piling plant 3 paving and surfacing plant 4 wheel spinners, and road sweepers (included in B.1.4 Contractor's cost items: cleaning) and 5 access scaffolding (included in B.11 Contractor's cost items: temporary works).
Component | Included | Unit | Pricing method Excluded
2 Tower cranes. | The type of craneage to be provided should be stated, with each type separately quantified. 1 Hire charges. | week | Time-related charge 1 Temporary electrical supply to tower crane (included in B.6 Contractor's cost items: temporary services).
| 2 Crane operator. | week (number of staff by number of hours per week by number of weeks)
3 Overtime for crane and operator.
| 4 Piles for tower crane bases, including maintenance removal. | nr | 1 Fixed charge 2 Time-related charge
5 Temporary bases for tower cranes, including anchors, maintenance, removal and reinstatement on completion (size, in m2, should be stated).
| 6 Ties. | week | Time-related charge
| 7 Connections to temporary electrical supply. | nr | Fixed charge
8 Bring to site, erection, test and commission.
| 9 Periodic safety checks/inspections. | week | Time-related charge
| 10 Dismantling and removing from site. | nr | Fixed charge
Component | Included | Unit | Pricing method Excluded
| 11 Other costs specific to tower cranes such as: • chain pack and sundries • relief operator • banksman and • access cage. | item | 1 Fixed charge 2 Time-related charge
| 12 Temporary voids in building structure for craneage, hoists, etc. including filling voids after removal. | nr | Fixed charge
3 Mobile cranes. | Type of craneage to be provided should be stated, with each type separately quantified. 1 Mobile crane hire charges, including driver/operator charges. | week | 1 Fixed charge 2 Time-related charge
| 2 Attendance. | nr (number of hours per visit by number of visits)
| 3 Other costs specific to mobile crane hire. | item
4 Hoists. | The type of hoist to be provided should be stated, with each type separately quantified. 1 Goods and passenger hoists, including protection cages and embedment frames. | week | Time-related charge 1 Temporary services to hoist installations (included in B.6 Contractor's cost items: temporary services).
| 2 Hoist bases. | nr | 1 Fixed charge 2 Time-related charge
Component | Included | Unit | Pricing method Excluded
| 3 Bringing to site, erecting, testing and commissioning. | nr | Fixed charge
4 Dismantling and removing from site.
| 5 Protection systems. | item | 1 Fixed charge 2 Time-related charge
| 6 Hoist operator, including overtime. | week (number of staff by number of hours per week by number of weeks) | Time-related charge
| 7 Beam hoists. | item | 1 Fixed charge 2 Time-related charge
| 8 Periodic safety checks/inspections. | month | Time-related charge
| 9 Other costs specific to temporary hoist installations. | item | 1 Fixed charge 2 Time-related charge
Component | Included | Unit | Pricing method Excluded
5 Access plant. | 1 Forklifts. | week | 1 Fixed charge 2 Time-related charge
2 Scissor lifts.
3 Loading platforms.
4 Maintenance of mechanical access equipment.
| 5 Other costs specific to mechanical access equipment. | item
6 Concrete plant. | 1 Concrete plant. | week | 1 Fixed charge 2 Time-related charge 1 Temporary service to concrete plant (included in B.6 Contractor's cost items: temporary services).
| 2 Plant operator. | week (number of staff by number of hours per week by number of weeks) | Time-related charge
3 Overtime for plant and operator.
| 4 Bases for concrete plant. | nr | 1 Fixed charge 2 Time-related charge
| 5 Power connections, including cabling and statutory undertaker's charges for temporary connection to their supply. | nr | 1 Fixed charge 2 Time-related charge
| 6 Bring to site, erection, test and commission. | nr | Fixed charge
| 7 Maintenance of concrete plant. | week | Time-related charge
Component | Included | Unit | Pricing method Excluded
| 8 Dismantling and removing from site. | nr | Fixed charge
7 Other plant. | 1 Small plant and tools. | week | Time-related charge
8 Mechanical plant (preliminaries (works package contract) only). | The type of plant to be provided should be stated, with each type separately quantified. 1 Bases. | nr | 1 Fixed charge 2 Time-related charge
| 2 Bringing to site, erecting, testing and commissioning. | nr | Fixed charge
3 Dismantling and removing from site.
| 4 Protection systems. | item | 1 Fixed charge 2 Time-related charge
| 5 Operator/driver, including overtime. | week (number of staff by number of hours per week by number of weeks) | Time-related charge
| 6 Periodic safety checks/inspections. | month | Time-related charge
| 7 Other costs' specific charges. | item | 1 Fixed charge 2 Time-related charge
B.11 Contractor's cost items: temporary works
Component | Included | Unit | Pricing method Excluded
1 Access scaffolding. | Common user access scaffolding or access scaffolding specifically required by works package contractors. The type of access scaffolding should be specified: • access scaffolding to elevations, lift shafts, etc. including fans and mesh screens • structural scaffolding (e.g. to party walls) • birdcage scaffolding • cantilever access scaffolding • staircase platforms • primary loading platforms and • travelling access platforms. 1 Bringing to site, erecting and initial safety checks. | nr | Fixed charge 1 Scaffolding that is specific to works packages (included in appropriate element or sub-element). 2 Scaffold inspections (included in B.8 Contractor's cost items: safety and environmental protection).
| 2 Hire charges. | week | Time-related charge
| 3 Altering and adapting during construction. | nr | Fixed charge
4 Dismantling and removing from site.
Component | Included | Unit | Pricing method Excluded
2 Temporary works. | Common user temporary works or temporary works required by works package contractor): • support scaffolding and propping • crash decks • temporary protection to existing trees and/or vegetation and • floodlights. 1 Bringing to site, erecting and initial safety checks. | nr | Fixed charge 1 Temporary works design (included in B..4 Contractor's cost items: management and staff). 2 Temporary bases, drainage and services to site accommodation (included in B.5 Contractor's cost items: site establishment). 3 Temporary roads, paths and pavement, including on-site car parking (included in B.5 Contractor's cost items: site establishment). 4 Hoardings, fans, fencing, etc. to site boundaries and to form site compounds (included in B.7 Contractor's cost items: security). 5 Temporary earthwork support basement excavations. 6 Temporary props and walling to support contiguous bored pile wall of basement excavations. 7 Traffic management, including traffic marshals and temporary traffic lights (included in B.8 Contractor's cost items: safety and environmental protection).
| 2 Hire charges. | week | Time related charges
| 3 Altering and adapting during construction. | nr | Fixed charge
4 Dismantling and removing from site.
B.12 Contractor's cost items: site records
Component | Included | Unit | Pricing method Excluded
1 Site records. | Unless included in B..4 Contractor's cost items: management and staff costs, costs associated with the following should be included here: 1 Photography: • camera purchase • consumables and • printing and presentation. | item | 1 Fixed charge 2 Time-related charge
2 Works records: • progress reporting • site setting out drawings • condition surveys and reports • operation and maintenance manuals • as-built/installed drawings and schedules • coordinating, gathering and compiling health and safety information and presentation to CDM coordinator and • compilation of health and safety file (if required).
B.13 Contractor's cost items: completion and post-completion requirements
Component | Included | Unit | Pricing method Excluded
1 Testing and commissioning plan. | Unless included in B..4 Contractor's cost items: management and staff costs, costs associated with the following should be included here: 1 Preparation of commissioning plan. | item | 1 Fixed charge 2 Time-related charge 1 Testing and commissioning of services.
2 Handover. | Unless otherwise indicated, costs associated with the following should be included in B..4 Contractor's cost items: management and staff: 1 Preparation of handover plan.
2 Training of building user's staff in the operation and maintenance of the building engineering services systems.
3 Provision of spare parts for maintenance of building engineering services.
4 Provision of tools and portable indicating instruments for the operation and maintenance of building engineering services systems.
5 Pre-completion inspections.
6 Final inspections.
Component | Included | Unit | Pricing method Excluded
3 Post-completion services. | 1 Supervisory staff (employer/tenant care). | week (number of staff by number of hours per week by number of weeks) | Time-related charge
2 Handyperson.
| 3 Minor materials and sundry items. | item | Fixed charge
4 Insurances.
| 5 Other post-construction staff. | week (number of staff by number of hours per week by number of weeks) | Time-related charge
B.14 Contractor's cost items: cleaning
Component | Included | Unit | Pricing method Excluded
1 Site tidy. | 1 Cleaning site accommodation – internal, including cleaning telephone handsets, other office furniture and equipment and window cleaning. | week | Time-related charge
2 Periodic maintenance of site accommodation, including redecoration (internal and external).
3 Waste management, including rubbish disposal (including compactor visits; skips and waste bins; roll-off, roll-on waste bins) and other disposal.
4 Pest control.
2 Maintenance of roads, paths and pavings. | 1 Maintenance of temporary site roads, paths, and pavements. | week | Time-related charge
2 Maintenance of public and private roads, including wheel spinners and road sweepers.
3 Building clean. | 1 Final builder's clean. | item | Fixed charge
B.15 Contractor's cost items: fees and charges
Component | Included | Unit | Pricing method Excluded
1 Fees. | 1 Building control fees, where not paid by the employer. | item | 1 Fixed charge 2 Time-related charge 1 Building control fees, where paid by the employer. 2 Oversailing fees, where paid by the employer. 3 Scheme registration fees or similar fees, where paid by the employer.
2 Oversailing fees, where not paid by the employer.
3 Considerate Constructors Scheme fees (or alternative scheme operated by local authority).
4 Scheme registration fees or similar fees, where not paid by the employer.
2 Charges. | 1 Rates on temporary accommodation. | week | Time-related charge 1 Statutory undertaker's charges in connection with permanent services to the building. 2 Statutory undertaker's charges in connection with temporary services.
| 2 Licences in connection with hoardings, scaffolding, gantries, etc. | item | 1 Fixed charge 2 Time-related charge
3 Licences in connection with crossovers, parking permits, parking bay suspensions, etc.
B.16 Contractor's cost items: site services (preliminaries (main contract) only)
Component | Included | Unit | Pricing method Excluded
1 Temporary works. | 1 Temporary works that are not specific to an element. | item/nr/m/ m2/m3 | 1 Fixed charge 2 Time-related charge 1 Temporary screens in connection with minor demolition works and alteration works. 2 Supports to small openings cut into existing walls or after removal of internal walls, etc. in connection with minor demolition works and alteration works. 3 Temporary or semi-permanent support for unstable structures or facades – facade retention works (i.e. structures not to be demolished).
2 Multi-service gang. | 1 Ganger. | week (number of staff by number of hours per week by number of weeks) | Time-related charge
2 Labour.
3 Forklift driver.
4 Service gang plant and transport.
B.17 Contractor's cost items: insurance, bonds, guarantees and warranties
Component | Included | Unit | Pricing method Excluded
1 Works insurance. | 1 Contractor's all risks (CAR) insurance. | item | 1 Fixed charge 2 Time-related charge
2 Contractor's plant and equipment insurance.
3 Temporary buildings insurance.
4 Terrorism insurance.
5 Other insurances in connection with the works.
6 Insurance premium tax (IPT).
7 Allowance for recovery of all or part of insurance premium excess.
2 Public liability insurance. | 1 Non-negligence insurance. | item | 1 Fixed charge 2 Time-related charge
2 Professional indemnity insurance.
3 IPT.
4 Allowance for recovery of all or part of insurance premium excess.
3 Employer's (main contractor's) liability insurance. | 1 Management and staff, including administrative staff. | item | 1 Fixed charge 2 Time-related charge
2 Works operatives.
3 IPT.
4 Allowance for recovery of all or part of insurance premium excess.
Component | Included | Unit | Pricing method Excluded
4 Other insurances. | 1 Employer's loss of liquidated damages. | item | 1 Fixed charge 2 Time-related charge
2 Latent defects cover.
3 Motor vehicles.
4 Other insurances.
5 IPT.
6 Allowance for recovery of all or part of insurance premium excess.
5 Bonds. | 1 Tender bonds (if applicable). | item | 1 Fixed charge 2 Time-related charge
2 Performance bonds.
6 Guarantees. | 1 Parent company guarantees. | item | 1 Fixed charge 2 Time-related charge
2 Product guarantees, insurance backed guarantees.
7 Warranties. | 1 Collateral warranties. | item | 1 Fixed charge 2 Time-related charge
2 Funder's warranties.
3 Purchaser's and tenant's warranties.
4 Other warranties.
8 Insurances (preliminaries (works package contract) only). |  | item | 1 Fixed charge 2 Time-related charge

## Work Sections
Item/Work to be measured | Unit | Level 1 | Level 2 | Level 3 | Notes
Work section 2: Off-site manufactured materials, components or buildings
Drawings that should accompany this section of measurement: 1 site plans 2 plans 3 sections 4 elevations 5 installation details. Information that should be provided: 1 type and quality of materials 2 method of fixing or installing 3 connecting to other work and services 4 special finishes. Minimum information that should be shown on the drawings that accompany this section of measurement: 1 major dimensions of component, structure or unit 2 location of component, structure or unit. Works and materials included: 1 all factory-applied finishes 2 transport from factory to site 3 offloading and storing on-site 4 setting, hoisting and placing in final position 5 all connection and joint materials 6 all service connections 7 disposal of all packaging and protective materials.
Item or work to be measured | Unit | Level one | Level two | Level three | Notes
1 Component. | nr | 1 Overall dimensions. | 1 Description of component. | 1 Method of fixing/installing. 2 Height above structural ground floor level. 3 Services connections. | 1 These are prefabricated proprietary components that are not adequately covered by the other work sections in this guidance note.
2 Prefabricated structures. | nr | 1 Overall dimensions. | 1 Roofs. 2 External walls. 3 Internal walls/partitions. 4 Floors. 5 Stairs. 6 Bridges. 7 Masts. 8 Other, type stated. |  | 1 These are complete or substantially complete building elements of proprietary construction, largely prefabricated. The fixing of items supplied only as part of the proprietary package is included here. Other work not forming part of the proprietary package is measured separately in the appropriate work section.
3 Prefabricated building units. | nr |  | 1 Toilet/bathroom units. 2 Soundproof rooms. 3 Cold rooms. 4 Spray booths. 5 Kiosks. 6 Other, type stated. |  | 1 These are complete or substantially complete room units, usually of proprietary construction, for incorporation into buildings, structures or siteworks. The list is not exhaustive.
Item or work to be measured | Unit | Level one | Level two | Level three | Notes
4 Prefabricated buildings. | nr |  | 1 Description of building. |  | 1 These are complete or substantially complete building superstructures of proprietary construction, largely prefabricated. The fixing of items supplied only as part of the proprietary package is included here. Other work not forming part of the proprietary package is measured separately in the appropriate work section.
Work section 3: Demolitions
In this work section: • demolitions • shoring, facade retention and temporary works. Drawings that should accompany this section of measurement: 1 location drawings 2 drawings of existing structures to show full extent of demolition. Information that should be provided: 1 brief description and size of structure to be demolished 2 any limitations due to presence of toxic or hazardous materials 3 extent of parts of structure that should be temporarily retained 4 asbestos surveys. Minimum information that should be shown on the drawings that accompany this section of measurement: 1 lowest level of demolition 2 extent of any temporary works not at the discretion of the contractor 3 position and extent of any temporary screens, roofs, etc. Works and materials included: 1 all temporary works unless stated otherwise 2 temporarily diverting, maintaining or sealing off existing services 3 disposal of all debris unless stated otherwise 4 method of demolition unless stated otherwise 5 all temporary support left to the discretion of the contractor 6 clearing away all temporary works
7 disposing of rainwater 8 making good all work disturbed. Notes: 1 The lowest level will include basements. 2 If a floor slab is to be removed, the lowest level should be stated as to the underside of that slab.
Item or work to be measured | Unit | Level one | Level two | Level three | Notes
1 Demolitions. | item | 1 All structures. 2 Individual structures. 3 Parts of structures. | 1 Description of building(s) or parts of building(s). 2 Lowest level to which structure(s) should be demolished. | 1 Limitations on disposal of materials. 2 Any material that should be retained for re-use. 3 Any material to remain the property of the employer. | 1 The contractor should be advised to inspect the structure(s) to be demolished.
2 Temporary support of structures, roads, etc. | item | 1 Parts of the existing building that should be retained. 2 Adjoining buildings not forming part of the works. 3 Roads and other surfaces that should be retained. 4 Any other existing feature that should be retained. | 1 Description of building(s) or parts of building(s), road or other surface or feature that should be retained. 2 Type of shoring. 3 Length of exposed edge of surface that should be retained and average height(s). |  | 1 The support is for parts of the structure that should be retained. It does not mean any type of support required as incidental to the demolitions.
3 Temporary works. | m2 | 1 Roofs. 2 Screens. 3 Floors. 4 Roads. | 1 Weatherproof. 2 Watertight. 3 Dustproof. 4 Fireproof. 5 Any other requirement, type stated. | 1 Method of construction if not at the discretion of the contractor. 2 Maintaining, duration stated. 3 Adapting during the course of works. 4 Clearing away. 5 Disposing of rainwater, details stated. 6 Providing openings, details stated. | 1 To ensure the full extent and scope of this work, the surveyor may need to provide additional information if not readily ascertained from the drawings.
Item or work to be measured | Unit | Level one | Level two | Level three | Notes
4 Decontamination. | item | 1 Removal of hazardous materials. 2 Decontamination of existing premises. 3 Infestation removal. | 1 Scope of work. 2 Type of contamination. 3 Before demolition. 4 During demolition or repair process.
5 Recycling. | item | 1 Detailed description of the type of material to be recycled and any limitations imposed by employer or local authority. | 1 To be collected by local authority. 2 To be transported to recycling depot, details and location stated.
Work section 4: Alterations, repairs and conservation
In this work section: • alteration work to existing buildings • repairs/cleaning/renovating and conserving • decontamination • recycling. Drawings that should accompany this section of measurement: 1 location drawings 2 drawings of existing structures. Information that should be provided: 1 description of operations where not left to the discretion of the contractor 2 specific location of each item of work relative to the existing building 3 details of all materials to be set aside for re-use, including means of storage 4 details of all materials to remain the property of the employer, including means of storage 5 any restrictions on method, sequence and/or timing of the works 6 any restrictions on methods of storage of materials to be re-used or to remain the property of the employer 7 any restrictions on the method or location of disposal of waste 8 compliance with all regulations relating to the handling, transport and disposal of hazardous waste materials 9 asbestos surveys. Minimum information that should be shown on the drawings that accompany this section of measurement: 1 scope and location of work relative to existing structures.
Works and materials included: 1 all temporary works, including shoring and scaffolding incidental to the work and excluding those listed below 2 making good all work disturbed 3 extending and making good existing finishes 4 disposal of all waste materials 5 all work and materials incidental to the items of alteration 6 materials required for bonding new work to existing. Notes: 1 The items in this section apply to works to existing buildings as defined in section 3.2.3. 2 Inserting new work includes refixing or reusing removed materials. 3 All materials arising from these works become the property of the contractor unless otherwise stated. 4 The items in this section do not apply to temporary works except those listed in item 24 of this table.
Item or work to be measured | Unit | Level one | Level two | Level three | Notes
1 Works of | item | 1 Dimensioned description | 1 Extent, nature and scope |  | 1 Details should be given
alteration. |  | sufficient to identify the | of work described, including |  | of all work involved in each
|  | extent and location of work. | type and thickness of |  | item, including the method
|  |  | existing structure. |  | of operation where not at the
discretion of the contractor.
2 Removing. | item/ m2/m/ nr | 1 Fittings and fixtures. 2 Plumbing items or installations. 3 Electrical items or installations. 4 Finishes. | 1 Enough details for identification. 2 Approximate area or size of area of each type of finish, covering or paving. |  | 1 Disconnecting and, if required, reconnection of plumbing and electrical or other services installations is included. 2 The surveyor should choose the unit most suitable for the type of work being removed.
5 Coverings.
6 Pavings.
3 Cutting or forming openings. 4 Cutting or forming recesses. 5 Cutting back. 6 Filling in openings. | item/ m2/m/ nr | 1 Dimensioned description. 2 Type and thickness of existing structure. 3 Method of performing the work if not left to discretion of the contractor. | 1 Reuse of existing materials stated. 2 Type and size(s) of new materials stated. |  | 1 Details given of new work should be the equivalent of the details required by the items for the measurement of the same in other work sections. 2 The surveyor should choose the unit most suitable for the type of work being cut or filled.
7 Filling in recesses.
Item or work to be measured | Unit | Level one | Level two | Level three | Notes
8 Removing existing and replacing. | item/ m2/m/ nr | 1 Thickness stated. 2 Width and thickness stated. 3 Length, width and thickness stated. 4 Dimensioned description. | 1 Brickwork. 2 Concrete. 3 Stonework. 4 Timber. 5 Glass. 6 Other, type stated. | 1 Treatment of exposed sound surface(s) stated. 2 Treatment of exposed reinforcement or other material stated. 3 Making good with new materials other than to match the existing should be described. 4 Bonding new to existing. | 1 Formwork and any other form of temporary support is included. 2 The unit of measurement is left to the discretion of the surveyor but should reflect the size and extent of the work. 3 Making good should match the existing unless described otherwise.
9 Preparing existing structures for connection or attachment of new work. | nr | 1 Dimensioned description. | 1 Description should be sufficient to determine scope and location. | 1 Nature of existing structure to receive new work. | 1 This will include preparing structural steel sections for attachment to new steel framing, etc.
10 Repairing. | item/ m2/m/ nr | 1 Thickness stated. 2 Width and thickness stated. 3 Length, width and thickness. 4 Dimensioned description. | 1 Nature of surface to be repaired stated. | 1 Method of repairing stated. | 1 The unit of measurement is left to the discretion of the surveyor but should reflect the size and extent of the work.
11 Repointing joints. | m | 1 Nature of existing joint. 2 Type of pointing. | 1 Materials required stated. | 1 Width and depth stated. | 1 Removal of existing joint material and preparation of exposed surfaces is included.
Item or work to be measured | Unit | Level one | Level two | Level three | Notes
12 Repointing. | m2/m/ nr | 1 Thickness stated. 2 Width and thickness stated. 3 Length, width and thickness stated. | 1 Nature of existing surface. 2 Size of existing components. 3 Bond of existing joints. 4 Type of new pointing. 5 Width and depth of raking out of existing joints. | 1 Composition and mix of mortar and/or other joint material(s). | 1 Types of surface would include brickwork, blockwork, stonework, etc. 2 Areas each less than 1m2 should be enumerated. 3 Linear items would include reveals, wall ends, etc. 4 The unit of measurement is left to the discretion of the surveyor but should reflect the size and extent of the work.
13 Resin or cement impregnation/ injection. | item/ m2/m/ nr | 1 Thickness stated. 2 Width and thickness stated. 3 Length, width and thickness stated. 4 Dimensioned description. | 1 Method of impregnation or injection stated. 2 Nature of existing material. 3 Nature of existing finish where applicable. 4 Thickness or depth of treatment. | 1 Centres or spacings of drilling holes. 2 Localised removal of finishes. | 1 Work should include making good holes and finishes on completion. 2 Overall removal of finishes before this work would be measured elsewhere. 3 The unit of measurement is left to the discretion of the surveyor but should reflect the size and extent of the work.
Item or work to be measured | Unit | Level one | Level two | Level three | Notes
14 Inserting new walls ties. | m2/nr | 1 Size and type of new ties. | 1 Method of insertion. 2 Nature and thickness of outer skin. 3 Nature of existing finish where applicable. | 1 Centres or spacings of drilling holes. 2 Localised removal of finishes. | 1 Work should include making good holes and finishes on completion. 2 Overall removal of finishes before this work would be measured elsewhere.
15 Re-dressing existing flashings, etc. | m/nr | 1 Girth and thickness stated. 2 Length, width and thickness stated. | 1 Dimensioned description of flashing. 2 Description of new profile. | 1 Raking out existing joint. 2 Repointing with new material, method and type of pointing material stated. | 1 The girths and lengths stated are net. No allowance should be made for additional materials required for labours. 2 Removal, cleaning, re-shaping, trimming and re-fixing existing flashing is included.
16 Damp-proof course renewal. 17 Damp-proof course insertion. | m | 1 Method of renewal or insertion stated. 2 Nature and thickness of existing wall. 3 Nature of existing finishes where applicable. 4 Thickness or depth of treatment. | 1 Centres or spacings of drilling holes. 2 Localised removal of finishes. | 1 Chemical. 2 Injection mortar. 3 Electro osmosis. 4 Other mechanical methods. | 1 Work should include making good holes and finishes on completion. 2 Overall removal of finishes before this work would be measured elsewhere.
Item or work to be measured | Unit | Level one | Level two | Level three | Notes
18 Cleaning surfaces. 19 Removing stains. 20 Artificial weathering. | item/ m2/m/ nr | 1 Over 500mm wide. 2 Not exceeding 500mm wide: width stated. 3 Length and width stated. 4 Dimensioned description. | 1 Nature of surface to be treated stated. 2 Required finished appearance. | 1 Treatment material stated. 2 Method of treating stated. | 1 The unit of measurement should be left to the discretion of the surveyor. 2 Any repair and remedial works required to the surface before treatment should be measured separately.
21 Renovating. | item/ m2/m/ nr | 1 Thickness stated. 2 Width and thickness stated. 3 Length, width and thickness stated. 4 Dimensioned description. | 1 Brickwork. 2 Concrete. 3 Stonework. 4 Timber. 5 Other, type stated. | 1 Details and nature of the renovation stated. 2 Materials required stated. 3 Method of renovation stated where not at the discretion of the contractor. | 1 The unit of measurement should be left to the discretion of the surveyor but should reflect the size and extent of the work.
22 Conserving. | item/ m2/m/ nr | 1 Thickness stated. 2 Width and thickness stated. 3 Length, width and thickness stated. 4 Dimensioned description. | 1 Brickwork. 2 Concrete. 3 Stonework. 4 Timber. 5 Other, type stated. | 1 Details and nature of the conservation stated. 2 Materials required stated. 3 Method of conservation stated where not at the discretion of the contractor. | 1 The unit of measurement is left to the discretion of the surveyor but should reflect the size and extent of the work.
Item or work to be measured | Unit | Level one | Level two | Level three | Notes
23 Decontamination. | item | 1 Removal of toxic/hazardous materials. 2 Decontamination of existing premises. 3 Infestation removal/ eradication 4 Fungus removal/ eradication. | 1 Scope and location of work. 2 Type of contamination/ infestation/fungus to be treated. | 1 Preparatory works. | 1 Enough information should be given to fully describe the cause of the contamination or infestation and to allow the contractor to fully treat the condition. 2 Excluding decontamination of existing ground; this work is measured in work section 5.
24 Temporary works. | m2 | 1 Roofs. 2 Screens. 3 Floors. 4 Roads. | 1 Weatherproof. 2 Watertight. 3 Dustproof. 4 Fireproof. 5 Any other requirement, type stated. | 1 Method of construction if not at the discretion of the contractor. 2 Maintaining, duration stated. 3 Adapting during course of works. 4 Clearing away. 5 Disposing of rainwater, details stated. 6 Providing openings, details stated. | 1 To ensure the full extent and scope of this work the surveyor may need to provide additional information if not readily ascertained from the drawings.
Item or work to be measured | Unit | Level one | Level two | Level three | Notes
25 Recycling. | item | 1 Detailed description of type of material to be recycled and any limitations imposed by employer or local authority. | 1 To be collected by local authority. 2 To be transported to recycling depot, details and location stated.
Work section 5: Excavating and filling
In this work section: • site clearance/preparation • excavations • disposal • fillings • membranes. Drawings that should accompany this section of measurement: 1 site plan(s) showing all major excavations 2 locations of spoil heaps if not left to the discretion of the contractor 3 existing site survey. Information that should be provided: 1 location of works in accordance with section 3.2.3 2 date of existing site survey 3 ground conditions including anticipated stability of excavations 4 groundwater level(s) and date(s) established 5 nature of any known hazardous contamination on the site or in the ground including any restrictions on disposal of surface or groundwater 6 starting level of each type of excavation 7 levels of rock where applicable. Notes: 1 Quantities relate only to the depths and dimensions shown on the drawings and over dig is not included. This applies to associated extra over items and backfilling. Minimum information that should be shown on the drawings or any other documents that accompany this section of measurement: 1 original and proposed ground levels 2 any item(s) that should remain on site during the works and be protected from damage 3 any item(s) adjacent to the site that may impact the works
4 details of trial pits or boreholes including their location 5 details of live over or underground services including their location 6 pile sizes and their locations where applicable. Works and materials included: 1 disposal of all surface water 2 working space 3 excavation and filling for temporary works unless not at the discretion of the contractor 4 levelling, grading, trimming and compacting surfaces exposed by the excavations 5 curved work 6 multiple handling of excavated materials on site unless specified 7 all excavated material is deemed to be inert unless described otherwise.
Item or work to be measured | Unit | Level one | Level two | Level three
1 Preliminary sitework. | item/ nr | 1 Locating underground services. 2 Trial pits to locate existing services or determine ground conditions. | 1 Maximum depth and type of service stated. | 1 Specified location(s) stated. 2 Means of locating service if not left to discretion of contractor.
| nr | 3 Boreholes to determine ground conditions. | 1 Diameter. 2 Maximum depth stated. | 1 Destination of core samples stated. 2 Type and extent of report required.
2 Removing trees. 3 Removing tree stumps. | nr | 1 Girth 500mm to 1,500mm. 2 Girth 1,500mm to 3,000mm. 3 Girth over 3,000mm, stated in 1,500mm stages. | 1 Filling material stated.
Item or work to be measured | Unit | Level one | Level two | Level three
4 Site clearance. | m2 | 1 Clear site of all vegetation and other growth and dispose off site. | 1 Enough description to identify scope and location of work.
5 Site preparation. | m2 | 1 Lifting turf for preservation, thickness stated. | 1 Method and location of preservation stated.
2 Remove topsoil, depth stated.
|  | 3 Remove hard surface paving, thickness stated. | 1 Destination stated. 2 Type of paving stated. | 1 Method of breaking up if not left to the discretion of the contractor.
|  | 4 Remove specific items. | 1 Enough dimensioned description to identify size and location of each item.
Item or work to be measured | Unit | Level one | Level two | Level three
6 Excavation, starting level stated if not original ground level. | m3 | 1 Bulk excavation. | 1 Not exceeding 2m deep. 2 Over 2m not exceeding 4m deep. 3 Thereafter in stages of 2m. | 1 Details of obstructions in ground to be stated.
| m3 | 2 Foundation excavation.
7 Extra over all types of excavation irrespective of depth. | m3 | 1 Excavating in. | 1 Hazardous material, details stated. 2 Non-hazardous material, details stated. 3 Below groundwater level. 4 In running water. 5 Unstable ground.
Item or work to be measured | Unit | Level one | Level two | Level three
| m3 | 2 Breaking up. | 1 Rock. 2 Reinforced concrete. 3 Concrete. 4 Masonry or stonework.
| m | 3 Excavating alongside existing underground services. | 1 Type, size and depth of service stated. | 1 Nature of precaution required.
| nr | 4 Excavating across existing underground services.
Item or work to be measured | Unit | Level one | Level two | Level three
8 Support to face(s) of excavation. | m2 | 1 Maximum depth stated, in 1m depth stages. | 1 Location stated, including proximity to roads, buildings and services. | 1 Method of forming support where not left to the discretion of the contractor. 2 Left in place. 3 Distance between opposing faces less than 2m. 4 Distance between opposing faces 2–4m. 5 Distance between opposing faces over 4m. 6 Curved work.
9 Disposal. | item | 1 Groundwater. | 1 Depth below original ground level stated. 2 Polluted water described if known. | 1 If the post-contract water level differs from the pre-contract level, the measurements should be revised accordingly.
Item or work to be measured | Unit | Level one | Level two | Level three
| m3 | 2 Excavated material off site. | 1 Destination if not at the contractor's discretion. 2 Hazardous material. 3 Non-hazardous material where it needs to be disposed of at a specific location.
10 Retaining excavated material on site. | m3 | 1 Topsoil 2 All other excavated material. | 1 To temporary spoil heaps. 2 Average distance to spoil heap stated. | 1 Specified handling, details stated.
11 Filling obtained from excavated material. | m2 | 1 Final thickness of filling not exceeding 500mm deep, finished thickness stated. | 1 Source, distance, destination and method stated. 2 Maximum or average depth of layers stated. | 1 Treatment of material before depositing in final location.
| m3 | 2 Final thickness of filling exceeding 500mm deep.
Item or work to be measured | Unit | Level one | Level two | Level three
12 Imported filling. | m3 | 1 Blinding bed not exceeding 50mm thick, finished thickness stated. | 1 Level, to falls, cross falls or cambers stated. 2 Sloping not exceeding 150 from horizontal. 3 Sloping over 150 from horizontal. | 1 Destination stated. 2 Maximum or average depth of layers stated.
2 Beds and voids over 50mm thick but not exceeding 500mm thick, finished thickness stated.
3 Beds and voids exceeding 500mm thick.
13 Geotextile fabric. 14 Radon barrier. 15 Methane barrier. 16 Damp-proof membrane. 17 Ground movement protection boards. 18 Any other fabric, membrane or board, type stated. 19 Ground stabilisation meshes, etc., type stated. | m | 1 Not exceeding 500mm wide, thickness or gauge stated. | 1 Horizontal. 2 Sloping. 3 Vertical. | 1 Protective fleeces or boards, type stated. 2 Method of anchoring stated.
| m2 | 2 Over 500mm wide, thickness or gauge stated.
Item or work to be measured | Unit | Level one | Level two | Level three
20 Cutting off tops of piles, irrespective of length. | nr | 1 Size stated.
Work section 6: Ground remediation and soil stabilisation
Drawings that should accompany this section of measurement: 1 site plan(s) showing location of the work(s). Information that should be provided: 1 ground conditions 2 groundwater level(s) and date(s) established 3 nature of any known non-hazardous or hazardous contamination on the site or in the ground 4 starting level of each type of excavation. Minimum information that should be shown on the drawings or any other documents that accompany this section of measurement: 1 original and proposed ground levels 2 any item(s) that should remain on site during the works and be protected from damage 3 any item(s) adjacent to the site that may impact the works 4 details of trial pits or boreholes including their location 5 details of live over- or underground services including their location 6 pile sizes and their locations where applicable. Works and materials included: 1 disposal off site of all surplus excavated material 2 disposal of all surface water 3 support to faces of excavation unless not at the discretion of the contractor 4 working space 5 excavation and filling for temporary works unless not at the discretion of the contractor 6 levelling, grading, trimming and compacting surfaces exposed by the excavations 7 curved work 8 multiple handling of excavated materials on site unless specified.
Notes: 1 The groundwater level should be re-established at the time each excavation is carried out and is defined as the post-contract groundwater level. 2 Groundwater levels subject to periodic changes due to tidal or similar effects should be so described, giving the mean high and low water levels.
Item or work to be measured | Unit | Level one | Level two | Level three | Notes
1 Site dewatering. | item | 1 Area of site to be dewatered. 2 Maximum depth of boreholes. | 1 Method of disposal of water stated if not at discretion of contractor. | 1 Pre-contract water level. 2 Level to which groundwater should be lowered to and maintained at. | 1 Each type of remedial work should be accompanied by a full description of the proposed works including limits on the extent, the proximity of adjoining building, restrictions on method, sequence and timing.
2 Sterilisation. | m3 | 1 Maximum depth of ground to be treated. | 1 Method of sterilisation stated.
3 Chemical neutralising. | m3 | 1 Maximum depth of ground to be treated. | 1 Method of neutralisation stated.
4 Freezing. | m3 | 1 Maximum depth of ground to be treated. | 1 Method of freezing stated. 2 Duration of freezing stated if not left to the discretion of the contractor. | 1 Duration may be stated as a period of time or to a point in the contract programme such as ‘completion of foundation work'.
5 Ground gas venting. | m2 | 1 Type of gas to be vented. | 1 Method of collection stated. 2 Method of disposal stated.
6 Soil nailing. | m2 | 1 Area of site to be treated. | 1 Length and diameter of nails, details stated. 2 Spacing of nails. 3 Method of grouting.
Item or work to be measured | Unit | Level one | Level two | Level three | Notes
7 Ground anchors. | nr | 1 Diameter and length of borehole. | 1 Details stated.
8 Pressure grouting/ ground permeation. | m2 | 1 Area and depth of site to be treated. | 1 Details stated.
9 Compacting. | m2 | 1 Area of site to be treated. 2 Weight of compactor. | 1 Details stated.
10 Stabilising soil in situ by incorporating cement with a rotavator. | m2 | 1 Area of site to be treated. 2 Grams/m2 of cement. | 1 Details stated.
Work section 7: Piling
In this work section: • bored piling • driven piling • interlocking piling • vibro-compacted stone piling. Drawings that should accompany this section of measurement: 1 site plan showing site boundary and any adjacent buildings or features that might affect or be affected by the piling 2 general piling layout. Information that should be provided: 1 types of piles 2 nature of the ground 3 groundwater level(s) and date(s) established 4 starting levels from which work is expected to begin 5 limitations on headroom 6 kind and quality of materials 7 types of tests 8 type of grout 9 details of compaction. Notes: 1 Irregular ground levels should be stated. 2 Features that might affect piling include rivers, canals, tidal waters, flood areas, etc. that are close enough to the works to affect the piling process. Minimum information that should be shown on the drawings that accompany this section of measurement: 1 positions of piles 2 positions of existing buildings adjacent to the site 3 position of existing services.
Works and materials included: 1 temporary containment of spoil 2 any concrete placed in excess of the designed completed length 3 backfilling empty bores 4 all pre-boring 5 re-positioning piling plant during the works 6 maintaining all piling plant.
Item or work to be measured | Unit | Level one | Level two | Level three | Notes
1 Interlocking sheet piles. | m2 | 1 Total driven area, maximum length stated. | 1 Section modulus and cross-section size, or section reference stated. | 1 Removal to be stated if not left to the discretion of the contractor. | 1 The cost of extraction is included
2 Bored piles. 3 Driven piles. 4 Other, type stated. | m | 1 Type stated. 2 Nominal size or diameter stated. 3 Total bored or driven length, maximum length stated. 4 Total concreted length. 5 Total number stated. | 1 Contiguous/secant piling described. 2 Permanent casings stated. 3 Raking, inclination stated. | 1 Reinforcement to precast concrete piles. | 1 Lengths are measured along the axes of the piles from the commencing level to the bottom of the pile.
5 Vibro-compacted piles. | m | 1 Nominal diameter. 2 Total number stated.
6 Vibro-compacted trench fill. | m | 1 Nominal width and depth stated.
7 Extra over piling. | nr | 1 Enlarged bases. 2 Enlarged heads. | 1 Type of piling stated. 2 Diameter or size of enlargement stated. |  | 1 This work includes everything necessary to form the enlargement, including disposal of additional spoil.
| m | 3 Pile extensions. | 1 Total number stated. 2 Total concreted length. |  | 1 Preparing head of pile to receive extension is included.
Item or work to be measured | Unit | Level one | Level two | Level three | Notes
8 Reinforcement to in-situ concrete piles. | t | 1 Nominal size and type of bars stated. |  |  | 1 Reinforcement includes tying wire and spacers plus links and binders that are incorporated at the discretion of the contractor. 2 Types of bars include plain, deformed and helical.
9 Breaking through obstructions. | hr | 1 Rig standing. |  |  | 1 This is only measured where the obstruction is encountered abovethe founding stratum of the pile.
10 Disposal of excavated materials. | m3 | 1 Off site. 2 On site. | 1 Hazardous material. 2 Non-hazardous material where it needs to be disposed of in a specific location. 3 Destination of spoil if not at the contractor's discretion. |  | 1 The volume calculated is the nominal cross-section by the pile lengths. 2 The volume of enlarged heads and bases is included.
11 Delays. | hr | 1 Rig standing. |  |  | 1 This is only measured where specifically instructed. 2 This includes all associated labour, plant and overheads.
12 Tests. | nr | 1 Details stated. | 1 Timing stated.
Work section 8: Underpinning
Drawings that should accompany this section of measurement: • location drawings • detailed section(s). Information that should be provided: 1 limit of length of work to be carried out in one operation 2 maximum number of sections to be carried out at any one time 3 ground conditions including anticipated stability of excavations 4 groundwater level(s) and date(s) established 5 nature of any known hazardous contamination on the site or in the ground 6 starting level of each type of excavation. Minimum information that should be shown on the drawings that accompany this section of measurement: 1 extent and method of work 2 details of existing structure to be underpinned. Works and materials included: 1 temporary support of existing structures 2 excavation and disposal 3 earthwork support 4 preliminary trenching 5 all working space 6 disposal of ground and surface water 7 cutting away existing foundations and footings and disposal 8 preparing the underside of existing work 9 backfilling 10 surface treatments 11 all new work associated with the process of underpinning 12 all making good if specified.
Notes: 1 If the underpinning is of such an extent that it cannot easily be measured in accordance with these rules, the works should be measured in detail in accordance with the rules for the relevant trades required. In this case, the work should be described as 'in works of underpinning'.
Item or work to be measured |  | Unit
1 Underpinning. |  | m/nr
2 Concrete. |  | m3
3 Formwork. |  | m2
4 Reinforcement. |  | t
5 Brickwork or blockwork. |  | m2
6 Tanking. |  | m2
Work section 9: Diaphragm walls and embedded retaining walls
Drawings that should accompany this section of measurement: 1 location drawings 2 site plans showing site boundary and any adjacent buildings or features that might affect or be affected by the construction of the diaphragm walls. Information that should be provided: 1 limit of length of work to be carried out in one operation 2 maximum number of sections to be carried out at any one time 3 ground conditions including anticipated stability of excavations 4 groundwater level(s) and date(s) established 5 nature of any known hazardous contamination on the site or in the ground 6 starting level of each excavation. Notes: 1 Irregular ground should be so described. Minimum information that should be shown on the drawings that accompany this section of measurement: 1 extent of work. Works and materials included: 1 excavation and disposal 2 earthwork support 3 preliminary trenching 4 all working space 5 disposal of ground and surface water 6 backfilling 7 surface treatments.
Item or work to be measured |  | Unit
1 Walls, thickness stated. |  | m2
2 Extra over excavation and disposal. |  | m3
m2
3 Joints. |  | m
4 Trimming and cleaning exposed faces. |  | m2
5 Delays. |  | hr
6 Tests. |  | item
Work section 10: Crib walls, gabions and reinforced earth
Drawings that should accompany this section of measurement: 1 plans showing scope and location of each type of work. Information that should be provided: 1 type and quality of materials. Minimum information that should be shown on the drawings that accompany this section of measurement: 1 original ground levels 2 finished ground levels 3 condition of ground. Works and materials deemed included: 1 final excavation associated with each installation 2 disposal of any excavated material including hazardous material 3 earthwork support 4 preparing surfaces to receive each installation 5 disposal of surface water. Notes: 1 Final excavation means any minor trimming of earth surfaces required during each installation. All reduced level and foundation excavations, foundations and backfill are measured in accordance with the items in work section 5.
Item or work to be measured |  | Unit
1 Crib walls. |  | m2
2 Extra over crib walls for: |  | m
3 Gabion basket walls. |  | m2
4 Earth reinforcement. |  | m2
Work section 11: In-situ concrete works
In this work section: • in-situ concrete • surface finishes to in-situ concrete • formwork • reinforcement • designed joints in in-situ concrete • accessories cast in to in-situ concrete • in-situ concrete sundries. Drawings that should accompany this section of measurement: 1 general arrangement drawings. Information that should be provided: 1 type, quality and size of materials 2 details of tests of materials 3 details of tests of finished work 4 limitations on method, sequence, speed or size of pouring 5 method of compaction 6 method of curing 7 details of watertightness. Notes: 1 work in substructures, superstructures or external works should be stated in headings or descriptions 2 watertight work should be described. Minimum information that should be shown on the drawings that accompany this section of measurement: 1 relative position of all members 2 the size of members 3 the thickness of slabs 4 the permissible loads in relation to casting times.
Works and materials are included: 1 concrete volume is measured net 2 no allowance in volume should be made for deflection of formwork 3 deductions are not made for reinforcement, steel sections, cast-in accessories or voids < 0.05m3 except voids in troughed and coffered slabs 4 concrete is cast into formwork unless otherwise described 5 concrete is finished as struck from basic finish formwork 6 all top surfaces and soits should finish horizontal unless otherwise stated 7 all top surfaces are finished tamped. Notes: 1 This applies to concrete laid on ribbed metal decking as well as other types of formwork.
Item or work to be measured | Unit | Level one | Level two | Level three
Plain in-situ concrete
Reinforced in-situ concrete
Fibre reinforced in-situ concrete
Sprayed in-situ concrete
1 Mass concrete. | m3 | 1 Any thickness. | 1 In filling voids. 2 In trench filling. 3 In any other situation, details stated. | 1 Poured on or against earth or unblinded hardcore.
2 Horizontal work. | m3 | 1 ≤ 300mm thick. 2 > 300mm thick. | 1 In blinding. 2 In structures. | 1 Poured on or against earth or unblinded hardcore. 2 Reinforced > 5%.
Item or work to be measured | Unit | Level one | Level two | Level three
3 Sloping work < 150. 4 Sloping work > 150. | m3 | 1 ≤ 300mm thick. 2 > 300mm thick. | 1 In blinding. 2 In structures. 3 In staircases. | 1 Poured on or against earth or unblinded hardcore. 2 Reinforced > 5%.
5 Vertical work. | m3 | 1 ≤ 300mm thick. 2 > 300mm thick. | 1 In structures. | 1 Reinforced > 5%.
6 Sundry in-situ concrete work. | m/m3 | 1 Work ≤ 300mm wide dimensioned description sufficient to describe the works. 2 Work > 300mm wide dimensioned description. | 1 Horizontal. 2 Sloping. 3 Vertical. | 1 Reinforced > 5%.
Item or work to be measured | Unit | Level one | Level two | Level three
7 Sprayed in-situ concrete. | m2 | 1 Thickness stated. | 1 Slabs. | 1 Tops. 2 Soffits. 3 Curved.
|  |  | 2 Walls. 3 Beams. 4 Columns. | 1 Curved.
Surface finishes to in-situ concrete.
8 Trowelling. 9 Power floating. 10 Hacking. 11 Grinding. 12 Any other surface treatment not left to discretion of the contractor. | m2 | 1 To top surfaces. 2 To faces. 3 To soffits. | 1 Sloping. 2 Falls. 3 Crossfalls. | 1 Application of surface hardeners, sealers, dust proofers, waterproofers, carborundum grains, etc. should be so described.
Item or work to be measured | Unit | Level one | Level two | Level three
13 Formwork. |  | 1 Plain formwork. 2 Special finish formwork.
14 Sides of foundations and bases. 15 Edges of horizontal work. | m/m2 | 1 ≤ 500mm high, width stated. 2 > 500mm high.
Item or work to be measured | Unit | Level one | Level two | Level three
16 Soffits of horizontal work. 17 Soffits of troughed or waffed horizontal work, details described. 18 Soffits of sloping work. | m2 | 1 For concrete ≤ 300mm thick. 2 For concrete 300 to .450mm thick. 3 For concrete > .450mm thick. | 1 Propping ≤ 3m high. 2 Propping over 3m but not exceeding .4.5m high. 3 And thereafter in 1.5m stages. | 1 Sloping one-way. 2 Sloping two ways.
19 Sides and soffits of isolated beams. 20 Sides and soffits of attached beams. 21 Sides of upstand beams. 22 Sides of isolated columns, nr stated. 23 Sides of attached columns. | m2 | 1 Regular, shape stated. 2 Irregular shaped, dimensioned description or diagram.
23 Faces of walls and other vertical work. | m2 | 1 Vertical. 2 Battered one face. 3 Battered both faces. | 1 Rate of batter to be stated.
24 Extra over. | nr | 1 Openings for doors, etc. thickness of wall stated. | 1 ≤ 5m2. 2 5m2 to 10m2. 3 > 10m2.
Item or work to be measured | Unit | Level one | Level two | Level three
25 Wall ends, soffits and steps in walls. | m/m2 | 1 ≤ 500mm wide, width stated. 2 > 500mm wide.
26 Staircase strings, etc. | m | 1 Maximum width stated.
27 Staircase risers, etc. | m | 1 Vertical, width stated. 2 Undercut, width stated.
28 Sloping top surfaces. | m2 | 1 ≤ 150. 2 > 150.
29 Steps in top surfaces. 30 Steps in soffits. | m/m2 | 1 ≤ 500mm high, height stated. 2 > 500mm high.
31 Complex shapes. | nr | 1 Dimensioned description or diagram. | 1 Propping ≤ 3m high. 2 Propping over 3m but not exceeding .4.5m high. 3 Thereafter in 1.5m stages.
32 Wall kickers. | m | 1 Plain. 2 Suspended.
Item or work to be measured | Unit | Level one | Level two | Level three
Reinforcement
33 Mild steel bars. 34 High yield steel bars. | t | 1 Nominal size stated. | 1 Straight. 2 Bent. 3 Curved. 4 Links. | 1 Bars exceeding 12m long, length stated. 2 Deformed. 3 Bending restrictions.
35 Accessories not at the discretion of the contractor. | nr | 1 Nominal size stated. | 1 Chairs or stools. 2 Connectors.
36 Pre/post- tensioned members. | nr | 1 Dimensioned description. 2 Nominal size stated. 3 Method of tensioning stated. | 1 Composite construction described. | 1 Sleeves, tendons, fittings and grouting described.
37 Mesh. | m2 | 1 Weight per m2 stated. 2 Fabric reference stated. 3 Minimum laps stated. | 1 Bent. 2 Strips in one width, width stated.
Item or work to be measured | Unit | Level one | Level two | Level three
Designed joints in in-situ concrete
38 Plain. 39 Formed. 40 Cut. | m | 1 Dimensioned description. 2 Total depth stated. | 1 Horizontal. 2 Vertical. 3 Curved, radius stated.
Item or work to be measured | Unit | Level one | Level two | Level three
Accessories cast into in-situ concrete
41 Type or proprietary reference stated. | m2/m/ nr | 1 Dimensioned description. | 1 If linear or superficial quantities are used, the description should include any appropriate spacing dimensions.
In-situ concrete sundries
42 Grouting. | nr | 1 Dimensioned description. | 1 Stanchion bases. 2 Grillages.
43 Filling mortices or holes. | nr
44 Filling chases. | m
Work section 12: Precast/composite concrete
In this work section: • precast/composite concrete walls, partitions and panels • precast/composite concrete decking and flooring • other precast/composite concrete work. Drawings that should accompany this section of measurement: 1 general arrangement drawings 2 specific drawings or details relating to precast works. Information that should be provided: 1 type and quality of materials 2 sizes and spacing of planks and blocks 3 type, quality and mix of concrete 4 methods of compaction and curing 5 bedding and fixing 6 surface finishes 7 type and quality of reinforcement or pre/post- tensioning, spacing and stresses 8 finish of exposed surfaces 9 details of tests of materials 10 details of tests of finished work. Minimum information that should be shown on the drawings that accompany this section of measurement: 1 the relative position of concrete members 2 size of members 3 thickness of slabs and panels 4 permissible loads. Works and materials included: 1 moulds and formwork 2 reinforcement
3 bedding 4 fixings 5 temporary support 6 cast-in accessories 7 pre-tensioning or pre-stressing 8 filled ends 9 all grouting 10 margins ≤ 500mm wide.
Item or work to be measured |  | Unit
1 Composite concrete work. |  | m2
2 Designed joints. |  | m
3 Holding down or tie straps. |  | nr
Work section 13: Precast concrete
In this work section: • precast concrete frame structures • precast concrete sills, lintels, copings and other units • precast concrete panel cladding • precast concrete slabs • precast concrete walls and partitions • precast concrete decking • precast concrete rooflights and pavement lights • precast composite staircases and landings. Drawings that should accompany this section of measurement: 1 general arrangement drawings 2 specific drawings or details relating to precast works. Information that should be provided: 1 type, quality and mix of concrete 2 methods of compaction and curing 3 bedding and fixing 4 surface finishes 5 type and quality of reinforcement or pre/post-tensioning, spacing and stresses 6 finish of exposed surfaces 7 details of tests of materials 8 details of tests of finished work.
Minimum information that should be shown on the drawings that accompany this section of measurement: 1 the relative position of concrete members 2 the thickness or size of member 3 thickness of slabs and panels 4 permissible loads 5 full details of anchorages, ducts, sheathing and vents. Works and materials included: 1 moulds and formwork 2 reinforcement 3 bedding 4 fixings 5 temporary support 6 cast-in accessories 7 pre-tensioning or pre-stressing 8 filled ends 9 all grouting 10 margins 11 angles and fair ends 12 glass lenses.
Item or work to be measured |  | Unit
1 Precast concrete goods. |  | nr
m
m2
2 Rooflights. 3 Pavement lights. 4 Vertical panel lights. |  | m2/nr
5 Designed joints. |  | m
6 Holding down or tie straps. |  | nr
Work section 14: Masonry
In this work section: • brick/block walling • glass block walling • natural stone rubble walling and dressings • natural stone ashlar walling and dressings • artificial/cast stone walling and dressings. Drawings that should accompany this section of measurement: 1 plans of each floor level 2 principal sections showing floor to floor heights 3 external elevations 4 any other major masonry work. Information that should be provided: 1 type, quality and size of brick/block/stone units 2 type of finish/facings to each side 3 bond 4 composition and mix of mortar 5 type of pointing 6 bonding to other work 7 raking or curved work so described 8 radius of curved work. Minimum information that should be shown on the drawings that accompany this section of measurement: 1 major horizontal and vertical dimensions 2 types of materials used to construct the walls and other structures 3 position of main structural frame members. Works and materials included: 1 all rough and fair cutting 2 all ends and angles, either formed or proprietary
3 extra material for curved work 4 forming all rough and fair grooves, throats, mortices, chases, rebates, holes, stops, mitres and similar labours 5 raking out joints to form a key 6 raking out joints to insert flashings 7 centering or other forms of temporary support 8 labour in eaves filling 9 labours in returns, ends and angles 10 centering 11 overhand work 12 bonding ends of walls to other work 13 all extra material required for bonding 14 additional material in laps 15 preparation of all surfaces to receive subsequent applications.
Item or work to be measured |  |  | Level two |  | Level one
1 Walls, overall thickness stated. 2 Diaphragm walls, overall thickness stated, spacing and thickness of ribs stated. |  |  | 1 Skins of hollow walls. 2 Battered. 3 Tapered, one side or both sides. 4 Built against other work. 5 Used as formwork. |  | 1 Brickwork. 2 Blockwork. 3 Glass blockwork. 4 Natural stone. 5 Cast stone. 6 Other, type stated
3 Vaulting, thickness and type stated.
4 Isolated piers, isolated casings, chimney stacks, columns. |  |  | 1 Vertical. 2 Battered. 3 Curved, radius stated. |  | 1 Dimensioned description or dimensioned diagram.
5 Attached projections. |  |  | 1 Vertical. 2 Raking. 3 Horizontal. 4 Curved, radius stated.
Item or work to be measured |  |  | Level two |  | Level one
6 Arches (number stated). |  |  |  |  | 1 Height of face, width of soffit and shape of arch stated.
7 Bands, dimensioned description. |  |  | 1 Vertical. 2 Raking. 3 Horizontal. 4 Curved, mean radius on face. |  | 1 Flush. 2 Sunk, depth of set back stated. 3 Projecting, depth of set forward stated.
8 Flues. 9 Flue linings. 10 Filling around flues. |  |  | 1 Method of forming. |  | 1 Dimensioned description.
11 Extra over walls for perimeters and abutments, details stated. |  |  | 1 Method of forming. 2 Closing cavities, additional ties, insulation and all other associated work is included. |  | 1 Dimensioned description.
12 Extra over walls for opening perimeters, details stated.
Item or work to be measured |  |  | Level two |  | Level one
13 Special purpose blocks or stones. |  |  | 1 Function stated. |  | 1 Dimensioned description.
14 Forming cavity. |  |  | 1 Type and spacing of ties. |  | 1 Width and method of forming.
15 Cavity insulation. |  |  | 1 Method of installing or fixing. |  | 1 Type and thickness.
16 Damp-proof courses ≤ 300mm wide. |  |  | 1 Vertical. 2 Raking. 3 Horizontal. 4 Curved, mean radius on face stated. 5 Stepped. |  | 1 Gauge or thickness. 2 Number of layers. 3 Composition and mix of bedding materials.
17 Damp-proof courses > 300mm wide.
18 Pre-formed cavity trays.
19 Joint reinforcement. |  |  |  |  | 1 Width stated.
20 Fillets. |  |  |  |  | 1 Width and thickness stated.
21 Pointing. |  |  |  |  | 1 Width and depth of joint to be pointed.
Item or work to be measured |  |  | Level two |  | Level one
22 Joints. |  |  |  |  | 1 Width and thickness stated.
23 Wedging and pinning. |  |  |  |  | 1 Width and thickness stated.
24 Creasing. |  |  |  |  | 1 Width stated. 2 Number of courses.
25 Proprietary and individual spot items. |  |  | 1 Proprietary reference or catalogue number where applicable. |  | 1 Dimensioned description or dimensioned diagram.
Work section 15: Structural metalwork
In this work section: • structural steelwork • structural aluminium work. Drawings that should accompany this section of measurement: 1 all general arrangement drawings, plans, sections and elevations 2 drawings specific to the work. Information that should be provided: 1 types and grade of materials including steel and steel-to-steel bolts 2 specification describing fabrication, welding, testing, erection and everything else necessary to complete the installation 3 surface preparation before application of any surface treatment or finish. Minimum information that should be shown on the drawings that accompany this section of measurement: 1 position of the work in relation to the proposed structure and any existing structure that the new work is being connected to 2 the types and sizes of all structural members and their positions in relation to each other 3 details of connections or of the reactions, moments and axial loads at connection points.
Item or work to be measured | Unit | Level one | Level two | Level three
1 Framed members, framing and fabrication. | t | 1 Lengths not exceeding 1m. 2 Lengths over 1m but not exceeding 9m. | 1 Weight ≤ 25kg/m. 2 Weight 25-50kg/m. 3 Weight 50-100kg/m. | 1 Columns. 2 Beams. 3 Rafters.
|  | 3 Lengths exceeding 9m | 4 And so on in increments of 50kg/m. | 4 Bracings. 5 Purlins and cladding rails.
6 Grillages. 7 Trusses.
8 Plate girders.
9 Framing to doors and windows.
10 Trimmers to roofs and walls.
11 Rafter and column stays, number stated.
2 Framed members, permanent erection on site. |  |  |  | 1 Crane rails.
1 Wires, cables, rods, ties and bars.
Item or work to be measured | Unit | Level one | Level two | Level three
3 Isolated structural members, fabrication. | t | 1 Plain member, use stated. | 1 Dimensioned description and weight per m.
4 Isolated structural members, permanent erection on site. | nr | 2 Built-up member, use stated.
5 Allowance for fittings. | t | 1 Calculated weight. 2 Percentage allowance, percentage stated. | 1 To framed members. 2 To isolated members.
6 Cold rolled purlins, cladding rails, etc. | m | 1 Type and method of fixing stated. 2 Size or proprietary reference stated. | 1 Purlins and cladding rails. 2 Sag rods. 3 Stays. 4 Other. | 1 Method of fixing stated.
7 Extra over steel member for: | nr | 1 Forming cranks in members, type stated. | 1 Dimension of member stated.
Item or work to be measured | Unit | Level one | Level two | Level three
8 Profiled metal decking, type and/or profile stated. | m2 | 1 Height not exceeding 5m. 2 Height exceeding 5m but not exceeding 10m. 3 And so on in 5m increments. | 1 Shear studs, size and spacing stated. | 1 Method of fixing.
9 Extra over for: | m | 1 Edge trims; size, girth, profile or proprietary reference stated. 2 Curved cutting. | 1 Straight. 2 Raking. 3 Curved, radius stated.
10 Holding down bolts or assemblies. | nr | 1 Type and diameter stated. | 1 Anchor plates, frames, members, tubes, cones and any other associated accessory stated. | 1 Supply only.
11 Special bolts. | nr | 1 Type and diameter stated. |  | 1 Background if other than structural steel.
12 Connections to existing steel and other members or structures. | nr | 1 Details stated.
Item or work to be measured | Unit | Level one | Level two | Level three
13 Trial erection. | t | 1 Details and location stated.
14 Filling hollow sections. | item | 1 Water. 2 Concrete. 3 Other material type stated. | 1 Details stated.
15 Surface treatments. | m2 | 1 Galvanising. 2 Sprayed coating. 3 Painting. 4 Other treatment, type stated. | 1 On site. 2 Off site. | 1 Preparation described. 2 Number of coats stated. 3 Thickness of coat(s) stated. 4 Fire rating stated. 5 Finish stated.
16 Isolated protective coatings. | nr | 1 Approximate size or area stated. | 1 Type of protective coated stated. 2 Preparation described. | 1 On site. 2 Off site.
17 Testing. | item | 1 Load tests. 2 Fire protection tests. 3 Other tests. | 1 Details stated.
Work section 16: Carpentry
In this work section: • timber framing • timber first fixings • timber, metal and plastic boarding, sheeting, decking, casings and linings • metal and plastic accessories. Drawings that should accompany this section of measurement: 1 all general arrangement plans, sections and elevations 2 drawings specific to the work. Information that should be provided: 1 type, quality and size of materials 2 grade of timber 3 type of preservative treatment 4 type of protective coating 5 method of fixing where not at the discretion of the contractor 6 method of jointing or construction where not at the discretion of the contractor 7 spacing of battens and grounds 8 nature of base. Notes: 1 fine linings are measured in work section 22. Minimum information that should be shown on the drawings that accompany this section of measurement: 1 layout and spacing of timbers 2 types of materials used 3 position of timbers in relation to adjacent structures. Works and materials included: 1 all sizes nominal unless otherwise stated 2 all timbers are sawn unless otherwise stated 3 all work fabricated, assembled and erected on site unless otherwise stated 4 all work fixed by nails unless otherwise stated
5 holes in timber for bolts and all other fixings irrespective of size 6 all labours on timber 7 all webs, gussets, etc. on trusses and portals.
Item or work to be measured | Unit | Level one | Level two | Level three | Notes
1 Primary or structural timbers. | m | 1 Nominal size stated. | 1 Rafters and associated roof timbers. 2 Purlins. | 1 Selection and protection for subsequent treatment. 2 Matching grains or colours. | 1 Strutting is measured through the structural members being stiffened.
|  |  | 3 Wall plates. 4 Roof and floor joists. 5 Beams. | 3 Limits on planing margins. 4 Fixing centres stated where not at the discretion of the contractor.
|  |  | 6 Posts or columns. 7 Partition and wall members. 8 Strutting. | 5 Type and size of bolts and other fixings and fastenings. 6 Background or nature of base. 7 Fixing through vulnerable materials.
8 Surface finish or treatment applied as part of the manufacturing process.
9 Length > 6m in one continuous length.
2 Engineered or prefabricated members/items. | nr | 1 Finished dimensioned description. | 1 Roof trusses. 2 Portal frames. 3 Trusses. | 1 Manufacturers' reference. 2 Length > 6m in one continuous length.
4 Wall panels.
5 Beams.
6 Joists.
7 Posts or columns.
Item or work to be measured | Unit | Level one | Level two | Level three | Notes
3 Backing and other first fix timbers. | m | 1 Nominal dimensioned description of each member. | 1 Grounds. 2 Battens.
| m2 | 2 Nominal dimensioned description of each member. | 1 Framed grounds, battens and bracketing. | 1 Centres, each way stated.
4 Boarding, flooring, sheeting, decking, casings, linings, sarking, fascias, bargeboards, soffits, etc. | m/m2 | 1 Not exceeding 600mm wide, finished width, and thickness stated. 2 Over 600mm wide, finished thickness stated. | 1 Horizontal. 2 Sloping. 3 Vertical. 4 Curved, radius stated. 5 Soffit or ceiling. | 1 Finish stated unless sawn. 2 Type of joints where not at the discretion of the contractor. 3 Profile. | 1 The location of the work should be given, such as external walls, internal walls and attached piers, isolated columns, floors, ceilings and attached beams, isolated beams, roofs, eaves, verges, tops and cheeks of dormers, etc.
6 Other shape described.
5 Ornamental ends of timber members. | nr | 1 Size and detail stated
6 Metal fixings, fastenings and fittings. | nr | 1 Dimensioned description. 2 Proprietary reference or catalogue number where applicable. | 1 Ties. 2 Rods. 3 Brackets. 4 Straps. | 1 Method of fixing stated. 2 Background stated if not timber. | 1 Bolts include heads, nuts and washers. 2 The length of a bolt is measured over the head.
|  |  | 5 Shoes. 6 Bolts. 7 Joist hangers. |  | 3 The work includes all labours in fabricating and fixing including drilling holes in the fitting, the timber and the background.
8 Other, details stated.
Work section 17: Sheet roof coverings
In this work section: • bituminous felts • plastic sheets • sheet metals • rigid boards with factory-applied sheet coverings • any other type of sheet roof covering. Drawings that should accompany this section of measurement: 1 plans of each roof 2 principal sections of roof 3 external elevations. Information that should be provided: 1 kind, quality of materials 2 thickness, gauge, weight and temper 3 method of fixing 4 details and position of laps, drips, welts, beads, rolls, joints, upstands and downstands 5 bonding to other work 6 radius of curved work 7 type(s) and spacing of joints 8 type(s) and spacing of seams 9 special finishes. Notes: 1 Examples of roof coverings measured in accordance with the rules of this section are: sheet lead, aluminium, copper, zinc, stainless steel, fibre bitumen, butyl rubber, thermoplastic and similar membranes. 2 This list is not exhaustive.
Minimum information that should be shown on the drawings that accompany this section of measurement: 1 major horizontal and vertical dimensions 2 types of materials used to construct the roof and its structures 3 position of main structural frame members 4 height of work above ground level stating whether working platform level or finished level 5 all labours and dressings. Works and materials included: 1 underlay in contact with the covering 2 all rough and fair cutting and waste 3 extra material required for bonding 4 extra material in laps and dressings 5 extra material for curved work 6 all ends, angles and intersections either formed or proprietary 7 forming all rough and fair grooves, throats, mortices, chases, rebates, holes, stops, mitres and the like labours 8 raking out joints to insert flashings 9 labours in returns, ends and angles 10 work in isolated areas 11 work in forming voids and holes ≤ 1m2. Notes: 1 The areas and lengths measured are net in contact with base. This includes following the profile of all rolls, steps, upstands and downstands, etc.
Item or work to be measured | Unit | Level one | Level two | Level three | Notes
1 Coverings > 500mm wide. | m2 | 1 Horizontal. 2 Sloping, pitch stated. 3 Vertical. 4 Curved, radii stated. | 1 Underlays. 2 Insulation. 3 Finish to exposed surface. |  | 1 No deduction is made for voids ≤ 1m2. 2 Finishes include solar reflective paint, chippings, etc. They exclude tiles, paving slabs, grass roofs, etc.
2 Coverings ≤ 500mm wide. | m
3 Extra over for forming. | m | 1 Drips. | 1 Height stated. |  | 1 Lengths should be the net length of each labour. 2 All additional sheet material required to form the labour item should be included. 3 All additional underlay, insulation and surface finish should be included.
|  | 2 Welts. | 1 Height stated. | 1 Type stated.
|  | 3 Rolls. | 1 Width and height stated. | 1 Wood core. 2 Hollow.
|  | 4 Seams. | 1 Length stated.
|  | 5 Laps. | 1 Length stated.
|  | 6 Steps. | 1 Height stated.
4 Boundary work, location and method of forming described. | m | 1 Net girth stated. 2 Average net girth stated, number of lengths stated. | 1 Abutments. 2 Eaves. 3 Ridges. 4 Verges. 5 Valleys. 6 Hips. 7 Vertical angles. | 1 Horizontal. 2 Vertical. 3 Raking. 4 Curved, radius stated. 5 Stepped. 6 Preformed. 7 Sloping. | 1 Boundary work to voids is only measured where the void is >1m2. 2 Boundary work is work associated with closing off or finishing off sheet roofing at the external perimeter, at the abutment with different materials or the perimeter of openings and voids.
Item or work to be measured | Unit | Level one | Level two | Level three | Notes
|  |  | 8 Upstands ≤ 500mm high. 9 Downstands ≤ 500mm high. |  | 3 Boundary work includes undercloaks, insulation, strip ventilators, rough and fair cutting, bedding, pointing, laps, seams, ends, angles, intersections, rolls, upstands, downstands, welted edges, dressings and wedgings and additional covering material needed to form the detail and all associated labours. 4 Where several items of the same type of boundary work have slightly differing net girths, these may be averaged and the lengths aggregated. 5 The number of separate lengths aggregated should be stated. 6 Valleys include everything necessary to form and line the valley. 7 An upstand, downstand or step over 500mm high is measured as vertical work.
Item or work to be measured | Unit | Level one | Level two | Level three | Notes
5 Flashings. | m | 1 Net girth stated. | 1 Flashings. 2 Aprons. 3 Sills. 4 Weatherings. 5 Cappings. 6 Hips. 7 Kerbs. 8 Ridges. 9 Linings to openings. | 1 Horizontal. 2 Sloping. 3 Vertical. 4 Raking. 5 Curved, radius stated. 6 Stepped. 7 Preformed. | 1 Flashings include undercloaks, rough and fair cutting, bedding, pointing, ends, angles, intersections, welted, beaded or shaped edges and all dressings.
6 Gutters. 7 Valleys. | m | 1 Net girth stated. | 1 Sloping. 2 Stepped. 3 Curved, radius stated. 4 Secret. 5 Tapered. | 1 Nature of base. 2 Spacing of structural supports. 3 Preformed. | 1 The length is the mean length measured over all fittings. 2 Gutter and valley work includes all dressings required to form the profile, with all joints, laps, seams, brackets, undercloaks and other associated linings, outlets, overflows, ends, angles, intersections, bedding, pointing, fixings, etc. 3 The maximum and minimum girth of tapered gutters or valleys should be given.
Item or work to be measured | Unit | Level one | Level two | Level three | Notes
8 Spot items. | nr | 1 Dimensioned diagram or dimensioned description. | 1 Catchpits. 2 Sumps. 3 Outlets. 4 Hatch covers. 5 Canopy covers. 6 Collars or sleeves around pipes, etc. 7 Other, type stated. | 1 Nature of base. 2 Spacing of structural supports. 3 Preformed. | 1 Spot item work includes joints, dressing and bonding to surrounding work, undercloaks and other associated linings, ends, angles, bedding, pointing, fixings, etc.
9 Fittings. | nr | 1 Dimensioned description. | 1 Ventilators. 2 Finials. 3 Gas terminals. 4 Hip irons. 5 Soakers. 6 Saddles. 7 Rooflights. 8 Other, type stated. | 1 Nature of base. 2 Method of fixing where not at the discretion of the contractor. | 1 Fittings include joints, dressing and bonding to surrounding work, undercloaks and other associated linings, ends, angles, bedding, pointing, fixings, etc. 2 Proprietary references may be given in lieu of a dimensioned description.
Work section 18: Tile and slate roof and wall coverings
In this work section: • plain tiling • interlocking tiling • fibre cement slating • natural slating • natural or artificial stone slating • timber or bituminous felt shingles • any other type of tile, slate, slab or block roof or wall covering. Drawings that should accompany this section of measurement: 1 plans of each roof 2 principal sections of roof 3 external elevations. Information that should be provided: 1 type, quality and size of materials 2 method of fixing 3 minimum laps 4 spacing of battens and counter battens 5 composition and mix of mortar 6 type of pointing 7 bonding to other work 8 radius of curved work.
Minimum information that should be shown on the drawings that accompany this section of measurement: 1 major horizontal and vertical dimensions 2 types of materials used to construct the roof and its structures 3 position of main structural frame members 4 height of work above ground level. Works and materials included: 1 all rough and fair square, raking and curved cutting 2 all ends and angles either formed or proprietary 3 extra material for curved work 4 forming all rough and fair grooves, throats, mortices, chases, rebates, holes, stops, mitres and similar labours 5 raking out joints to form a key 6 raking out joints to insert flashings 7 labours in returns, ends and angles 8 all extra material required for bonding 9 additional material in laps 10 work in forming voids and holes ≤ 1m2.
Item or work to be measured |  |  |  |  | Level three
1 Roof coverings. 2 Wall coverings. |  |  |  |  | 1 Curved, radii stated. 2 Conical, maximum and minimum radii stated.
3 Boundary work, location and method of forming described. |  |  |  |  | 1 Horizontal. 2 Sloping. 3 Raking. 4 Vertical. 5 Curved, radius stated. 6 Stepped. 7 Preformed.
4 Fittings. |  |  |  |  | 1 Nature of base. 2 Method of fixing where not at the discretion of the contractor.
Work section 19: Waterproofing
In this work section: • mastic asphalt roofing • applied liquid roofing • asphalt tanking or damp proofing • applied liquid tanking or damp proofing • flexible sheet tanking or damp proofing • other proprietary systems of tanking or damp proofing. Drawings that should accompany this section of measurement: 1 plans of each level where work is to be carried out 2 sections showing extent of work. Information that should be provided: 1 restrictions on siting of plant and materials 2 kind and quality of all materials 3 thickness and number of coats 4 surface finishes or treatments. Minimum information that should be shown on the drawings that accompany this section of measurement: 1 extent of work 2 height of work above ground level. Works and materials included: 1 cutting to line 2 all labour and material associated with cutting, notching, bending, lapping and reinforcement 3 working into recesses such as duct covers, shaped insets, manhole covers, mat wells, outlet pipes, dished gullies, etc. 4 work to falls and cross falls 5 all boundary work to openings ≤ 1m2 6 all preparation to background necessary to form a key, including raking out joints, scabbling or the application of a bonding agent.
Item or work to be measured | Unit | Level one | Level two | Level three
1 Coverings > 500mm wide. | m2 | 1 Horizontal. 2 Sloping, pitch stated. | 1 Underlays. 2 Insulation. | 1 Nature of base. 2 Number of coats or layers.
|  | 3 Vertical. 4 Curved, radii stated. | 3 Finish to exposed surface. 4 Protection.
2 Coverings ≤ 500mm wide. | m
3 Skirtings. 4 Fascias. | m | 1 Net girth on face. | 1 Horizontal. 2 Sloping.
5 Aprons. 6 Other boundary work. |  |  | 3 Vertical. 4 Raking. 5 Curved, radius stated. 6 Stepped.
Item or work to be measured | Unit | Level one | Level two | Level three
7 Gutters. 8 Channels. | m | 1 Net girth on face. | 1 Sloping. 2 Stepped. | 1 Nature of base. 2 Number of coats or layers.
9 Valleys. 10 Kerbs. |  |  | 3 Curved. 4 Secret. 5 Tapered. | 3 Spacing of structural supports.
11 Internal angle fillets. | m | 1 Width by height stated.
12 Spot items. | nr | 1 Dimensioned diagram or dimensioned description. | 1 Catch pits. 2 Sumps. 3 Outlets. 4 Hatch covers.
5 Canopy covers.
6 Collars or sleeves around pipes, etc.
7 Other, type stated.
13 Fittings. | nr | 1 Dimensioned description. | 1 Ventilators. 2 Other, type stated. | 1 Nature of base. 2 Number of coats or layers. 3 Method of fixing where not at the discretion of the contractor.
14 Edge trim. | m
Work section 20: Proprietary walls, linings and partitions
In this work section: • metal framed systems to walls and ceilings • drylining and partitioning systems to walls and ceilings • structural framed systems (SFS) to walls. Drawings that should accompany this section of measurement: 1 plans, sections and elevations to show scope and location of work. Information that should be provided: 1 type, quality and size or thickness of materials and components 2 method of fixing framing and linings 3 layout and treatment of joints 4 method of jointing 5 surface preparation 6 finish 7 radii of curved work 8 nature of base 9 location of wall or ceiling-mounted fittings requiring additional support or framing 10 sealants to joints and perimeters. Notes: 1 The finish is that which is applied as part of the normal proprietary system. Any finish to be subsequently made by a different trade should be measured separately under the relevant rules. 2 Examples of proprietary finishes are taped joints, slurry coats, etc. 3 Skim coats or other wet trade finishes are measured in work section 28.
Minimum information that should be shown on the drawings that accompany this section of measurement: 1 structural floor to ceiling heights 2 the services located in the ceiling, partition or lining where the work includes complex integral services. Works and materials included: 1 all work is internal unless otherwise stated 2 all rough and fair cutting 3 extra material for curved work 4 additional framing to support fittings 5 ends, fair ends and abutments with adjoining work 6 working around columns, beams and services where the outer face of the work is continuous. Notes: 1 This refers to the final location of the work.
Item or work to be measured | Unit | Level one | Level two | Level three | Notes
1 Proprietary metal framed system to form walls. 2 Structural framed systems to form walls. | m2 | 1 Finished thickness stated. 2 Height or average height stated in 1m increments. 3 Total length stated measured along centre line. | 1 Insulation. 2 Vapour barriers. 3 Sublinings. 4 Finish. 5 Glazing. 6 Curved, radius stated. |  | 1 No deductions for voids ≤ 1m2. 2 The average height will be calculated for each length of partition with a sloping head measured between junctions.
3 Proprietary metal framed system to form ceilings. | m2 | 1 Over 300mm wide on face. | 1 Insulation. 2 Vapour barriers. 3 Sublinings. 4 Finish. 5 Curved, radius stated. 6 Sloping. 7 Convex or concave, radius stated. | 1 Fixed directly to structural soffit. 2 Supported on adjacent structure, span stated in 1m increments. | 1 The adjacent structure such as secondary steel framing or timber framing is measured elsewhere.
| m | 2 Not exceeding 300mm wide on face.
4 Extra over for different. | m2 | 1 Lining, details stated. 2 Finish, details stated. |  |  | 1 This will apply to partitions that have areas of different linings or finishes than specified in the general description heading. It will not apply to different forms of construction or components. These differences will require separate items measured.
Item or work to be measured | Unit | Level one | Level two | Level three | Notes
5 Extra over for forming openings. | nr | 1 Not exceeding 1m2. 2 1-2.50m2. 3 2.50-5m2. 4 Exceeding 5m2 in further increments of 2.50m2. | 1 Lined, details stated. 2 Unlined. 3 Opening type (e.g. window, door). |  | 1 Non-proprietary materials are not included (e.g. timber grounds or inserts would be measured in work section 16). 2 Lined openings are those lined as part of this work.
6 Extra over for non-standard perimeter details. | m | 1 Dimensioned description or proprietary reference. | 1 Heads, details stated. 2 Soles, details stated. 3 Abutments, details stated. | 1 Nature of base. | 1 Non-standard details are those that involve the use of components that are not used in the main body of work, such as deflection heads, acoustic seals, fire seals, etc.
7 Extra over for angles. | m
1 Tee. 2 Cross.
8 Extra over for junctions. | m
9 Extra over for access panels. | nr | 1 Dimensioned description or proprietary reference. | 1 Details stated. |  | 1 Details include type of frame, ironmongery, finish, insulation, fire rating and proprietary reference number where applicable.
10 Fair ends to partitions. | m | 1 Thickness of partition stated. | 1 Finish and/or trims. |  | 1 Fair ends are only measured where the exposed end is finished with the same finish as the face(s) or with a trim that is an integral part of the partition system. 2 Fair ends include all extra work and materials involved.
Item or work to be measured | Unit | Level one | Level two | Level three | Notes
11 Proprietary linings to walls. | m2 | 1 Over 300mm wide on face. 2 Not exceeding 300mm wide on face. | 1 Insulation. 2 Vapour barriers. 3 Sublinings. 4 Finish. 5 Curved, radius stated. 6 Sloping. 7 Convex or concave, radius stated. | 1 Method of fixing. 2 Nature of base.
12 SFS accessories. | nr | 1 Z bars. 2 Cleats/brackets. | 1 Proprietary reference. 2 Finish.
13 Proprietary linings to ceilings. | m2
14 Proprietary linings to columns. | m | 1 Girth not exceeding 300mm, nr of faces stated. 2 Girth 300-600mm, nr of faces stated. 3 Girth 600-900mm, nr of faces stated. 4 Thereafter in 300mm stages, nr of faces stated.
15 Proprietary linings to beams. | m
16 Proprietary linings to bulkheads. | m
Item or work to be measured | Unit | Level one | Level two | Level three | Notes
17 Extra over for forming openings. | nr | 1 Not exceeding 2.50m2. 2 2.50-5m2. 3 Exceeding 5m2 in further increments of 2.50m2. | 1 Lined, details stated. 2 Unlined. |  | 1 This includes openings for doors, windows, screens, etc.
18 Extra over for non-standard perimeter details. | m | 1 Dimensioned description or proprietary reference. | 1 Heads, details stated. 2 Soles, details stated. 3 Abutments, details stated. | 1 Nature of base. | 1 Non-standard details are those that involve the use of components that are not used in the main body of work such as deflection heads, acoustic seals, fire seals, etc.
19 Extra over for angles. | m
20 Extra over for junctions. | m |  | 1 Tee. 2 Cross.
21 Extra over for access panels. | nr | 1 Dimensioned description or proprietary reference. | 1 Details stated. |  | 1 Details include type of frame, ironmongery, finish, insulation, fire rating and proprietary reference number where applicable.
22 Beads, function stated. | m |  | 1 Method of fixing. | 1 Nature of base. | 1 Function of beads include angle beads, stop beads, shadow gap beads, casing beads, etc.
Work section 21: Cladding and covering
In this work section: • patent glazing, curtain walling, rainscreen cladding, glazed vaulting and structural glass assemblies • rigid sheet cladding • weatherboarding • profiled sheet cladding or roofing • panel or slab cladding or roofing • sheet claddings or coverings • any other type of cladding, lining or covering. Drawings that should accompany this section of measurement: 1 plans, sections and elevations that show scope and location of the works 2 component drawings. Information that should be provided: 1 type and quality of materials 2 type, finish and spacing of framing members 3 nature, thickness and spacing of structural supports. Minimum information that should be shown on the drawings that accompany this section of measurement: 1 construction of each installation. Works and materials included: 1 ironmongery where supplied with the component 2 glazing where part of the installation 3 integral insulation, membranes, etc. where part of the system 4 mastics and sealants 5 cleats and brackets 6 fixings and fastenings 7 mechanical and electrical operating equipment where supplied with the component. Notes: 1 Secondary steel support work is measured in accordance with the rules of work section 15.
Item or work to be measured | Unit | Level one | Level two | Level three | Notes
1 Walls. 2 Floors. | m | 1 Not exceeding 600mm wide. | 1 Laid diagonally. 2 Sloping, pitch stated. 3 Vertical. 4 Curved, radius stated. 5 To soffits. | 1 Internal. 2 External.
3 Ceilings. | m2 | 1 Exceeding 600mm wide.
4 Roofs. 5 Sides and tops of dormers.
| nr | 1 Isolated area not exceeding 1m2, irrespective of width.
6 Sides and soffits of beams.
7 Sides of columns.
8 Items extra over the work in which they occur. | nr | 1 Dimensioned description. 2 Proprietary reference. | 1 Opening lights. 2 Doors. 3 Rooflights. | 1 Electrical requirements. | 1 These items are only for components that are part of the system in which they are installed.
4 Ventilator panels.
5 Forming openings for other trades.
9 Boundary work. | m |  | 1 Heads. | 1 Horizontal. | 1 All edge and intermediate trims, cover pieces, mastics and sealants are included with the associated boundary or opening perimeter work.
|  |  | 2 Ridges. | 2 Vertical.
|  |  | 3 Valleys. | 3 Sloping.
|  |  | 4 Hips. | 4 Raking.
|  |  | 5 Bottom edges. | 5 Curved, radius stated.
Item or work to be measured | Unit | Level one | Level two | Level three | Notes
|  |  | 6 Eaves. 7 Verges. 8 Abutments. 9 Flashing pieces. | 6 Stepped. 7 Preformed. | 2 Boundary work is work associated with closing off or finishing off claddings or coverings at the external perimeter or at the abutment with different materials.
10 Opening perimeters. | m | 1 Dimensioned description. 2 Proprietary reference. | 1 Heads. 2 Jambs. 3 Sills. 4 Flashing pieces. | 1 Horizontal. 2 Vertical. 3 Sloping. 4 Raking. 5 Curved, radius stated. 6 Stepped. 7 Preformed. | 1 Opening work is associated with closing off or finishing off claddings and coverings at the perimeter of an opening or a void.
11 Angles. | m |  | 1 Internal. 2 External. | 1 Regular. 2 Irregular, angle stated. | 1 Irregular angles are any that are not 900.
12 Closers. | m |  | 1 Fire stops. 2 Other, details stated.
Work section 22: General joinery
Items in this work section: • unframed isolated trims, skirtings, or sundry joinery items • floor, wall and ceiling boarding, sheeting, panelling, fine linings and casings • proprietary partitions, panels and cubicles • in-fill panels and sheets • sealant joints • general ironmongery not associated with windows and doors. Drawings that should accompany this section of measurement: 1 general arrangement plans. Information that should be provided: 1 type and quality of materials 2 finish of timber if not wrot 3 preservation treatments 4 surface treatments as part of the production process 5 selection and protection for subsequent treatment or clear finish 6 matching grain or colour 7 limits on planing margins 8 method of jointing and construction where not at the discretion of the contractor 9 form of construction and jointing where not at the discretion of the contractor 10 method of fixing where not at the discretion of the contractor. Minimum information that should be shown on the drawings that accompany this section of measurement: 1 scope and location of work. Works and materials included: 2 all timbers should be wrot finish unless described otherwise
3 all timber sizes are nominal unless stated as finished size 4 ends, angles, mitres and intersections irrespective of the cross-section area of timber 5 work is internal unless described as external.
Item or work to be measured | Unit | Level one | Level two | Level three | Notes
Unframed isolated trims, skirtings and sundry items
1 Skirtings, picture rails. 2 Architraves, etc. 3 Cover fillets, stops, trims, beads, nosings, etc. 4 Isolated shelves and worktops. 5 Window boards. 6 Isolated handrails and grab rails. | m | 1 Dimensioned overall cross-section stated. 2 Number and type of labours described. | 1 Built-up members, size of components stated. 2 Timber components tongued on. 3 Different cross-section shapes (nr). | 1 Fixing through vulnerable materials. 2 Curved work should be described stating the radius.
7 Duct covers. 8 Pipe casings. 9 Shelves. | m | 1 Thickness and width or girth stated. 2 Thickness and width or girth not exceeding 300mm stated. 3 Thickness and width or girth over 300mm but not exceeding 600mm stated. 4 Thickness and width or girth thereafter in 300mm stages. | 1 Nature and method of forming joints. |  | 1 Usually the exact width or girth should be given for these items but where there are many differing but similar widths these may be grouped into 300mm wide or girth bands.
10 Pinboards, backboards, plinth blocks, etc. | nr | 1 Dimensioned description. |  | 1 Method of fixing. 2 Nature of base.
Item or work to be measured | Unit | Level one | Level two | Level three | Notes
11 Floor, wall and ceiling boarding, sheeting, panelling, fine linings and casings.
12 Boarding, sheeting, panelling over 600mm wide. | m2 | 1 Thickness. | 1 Floors. 2 Walls. 3 Ceilings. | 1 Method of fixing. 2 Method of jointing. 3 Nature of base. | 1 These include fully or partially glazed partitions and screens whether proprietary or site constructed and not otherwise included in work section 20.
13 Boarding, sheeting, panelling not exceeding 600mm wide. | m | 1 Width and thickness.
14 Proprietary partitions, panels and cubicles.
15 Partitions. | m | 1 Height and thickness stated. 2 Proprietary name or reference stated. | 1 Off-site applied finish. 2 On-site applied finish. | 1 Method of jointing and fixing. 2 Curved, radius stated. 3 Nature of background. 4 Integral services. | 1 The linear measurement is the mean length measured along the centre line of the partition. 2 The length is measured through and over all obstructions and openings. 3 Partitions include all integral components, fixings, joints, factory applied trims, holes and mortices.
Item or work to be measured | Unit | Level one | Level two | Level three | Notes
16 Items extra over the partition they occur in. | nr | 1 Openings, size stated. | 1 Blanks. 2 Doors. 3 Window. 4 Glazed panels. 5 Access panels. |  | 1 Openings include everything necessary to form the opening with their associated integral components, glass, doors, ironmongery, linings and factory-applied trims.
| m | 2 Trims, dimensioned description. |  |  | 1 Trims are only measured as separate items if fixed on site.
17 Duct panels, sanitaryware back panels, etc. | nr | 1 Overall size stated. 2 Thickness stated. | 1 Subframes, details stated. | 1 Method of fixing. 2 Nature of background. | 1 All ancillary items needed to connect the sanitary appliances to the M&E installations are included. 2 Associated sanitaryware items are not included in these items but should be measured in accordance with the rules of work section 32.
18 Cubicle partition sets. | nr | 1 Dimensioned diagram or dimensioned description. | 1 Complete cubicles, number of bays stated. | 1 Nature of background. 2 Method of fixing to background. | 1 Cubicle sets include all integral frames, panels, doors, factory-applied trims, connections, fixings and fastenings complete with support legs, brackets and standard ironmongery.
19 Items extra over the partition they occur in. | m | 1 Trims, dimensioned description. |  |  | 1 Trims are only measured as separate items if fixed on site.
Item or work to be measured | Unit | Level one | Level two | Level three | Notes
Infill panels |  |  |  |  | 1 Infill panels are either non-glass or non-glass plastics, with rigid sheet spandrel and infill panels of all kinds fixed with beads, gaskets, etc. to wood, metal, plastic and concrete surrounds. They exclude panels or sheets forming an integral part of a component or proprietary cladding system.
20 Infill panels and sheets, number stated. | m2 | 1 Thickness stated. | 1 Curved, stating radius. 2 Panels exceeding size of normal manufactured unit. 3 Panels requiring special treatment to edges. |  | 1 Work is internal unless it is described as external. 2 Infill panels include bedding compounds, sealants, intumescent compounds and strips, distance pieces, location and setting blocks and fixings.
Sealant joints |  |  |  | 1 Type and quality of materials. 2 Method of application. 3 Method of preparing contact surfaces.
Item or work to be measured | Unit | Level one | Level two | Level three | Notes
21 Joints, contact surfaces stated. | m | 1 Type and size of components stated. | 1 Vertical. 2 Sloping. 3 Soffit. 4 Horizontal. |  | 1 Lengths are measured on face. 2 Work includes preparation, cleaners, primers, sealers, backing strips and fillers.
22 Pointing, contact surfaces stated. | m | 1 One side. 2 Both sides.
23 Raking out existing joints. | m | 1 Width, depth and type of material stated. | 1 Vertical. 2 Sloping. 3 Soffit. 4 Horizontal. |  | 1 This includes disposal of all debris.
Ironmongery |  |  |  | 1 Type and quality of materials and fixings. 2 Surface finish. 3 Constituent parts of the units or sets. 4 Fixing through vulnerable materials.
24 Type of item, unit or set stated. | nr | 1 Method of fixing. 2 Nature of base. |  |  | 1 Ironmongery includes fixing with screws to match and preparing the base to receive it. 2 Shelf brackets and associated fittings will be measured here.
Work section 23: Windows, screens and lights
In this work section: • timber, metal, plastic: windows and shop fronts • rooflights • screens • louvres, shutters, canopies and blinds • associated glass and glazing • associated ironmongery. Drawings that should accompany this section of measurement: 1 general arrangement plans 2 door and window schedule 3 glazing schedule 4 ironmongery schedule. Information that should be provided: 1 type and quality of materials and, if timber, describing whether wrot or sawn 2 preservation treatments 3 surface treatments applied as part of the production process 4 selection and protection for subsequent treatment or clear finish 5 matching grain or colour 6 limits on planing margins 7 method of jointing and construction where not at the discretion of the contractor 8 form of construction and jointing where not at the discretion of the contractor 9 method of fixing where not at the discretion of the contractor 10 background where vulnerable.
Minimum information that should be shown on the drawings that accompany this section of measurement: 1 shape and size of units 2 methods of fixing units 3 glazing requirements. Works and materials included: 1 bedding and pointing frames 2 glass, etc. should be installed on site unless stated otherwise. 6 matching grain or colour
Item or work to be measured | Unit | Level one | Level two | Level three | Notes
1 Windows and window frames. | nr | 1 Dimensioned description or diagram. | 1 Curved work, radius stated. | 1 Method of fixing if not left to the discretion of the contractor. | 1 Glass may be incorporated into the associated work following the rules set out below.
2 Window shutters.
2 Factory glazed.
3 Sun shields.
4 Rooflights, skylights and lanternlights.
5 Screens, borrowed lights and frames.
6 Shop fronts.
7 Louvres and frames.
8 Glazing.
9 Glass, type stated. |  | 1 Thickness of glass or overall thickness of sealed unit stated. 2 Pane size. | 1 Shape if other than square or rectangular. 2 Airspace(s) width(s) of double/triple glazed units. 3 Gas filling of airspaces. | 1 Bent, direction stated. 2 Method of glazing or securing. 3 Edge treatment. | 1 Glass includes plastic, or any type of material glazed into openings except glass blocks. 2 The size given for irregular panes should be the smallest rectangular size from which the pane can be obtained.
10 Louvre blades.
11 Ironmongery.
Item or work to be measured | Unit | Level one | Level two | Level three | Notes
12 Type of item, unit or set stated. | nr | 1 Method of fixing. 2 Nature of base. | 1 Type and quality of materials and fixings. 2 Surface finish. |  | 1 Ironmongery includes fixing with screws to match and preparing the base to receive it.
3 Constituent parts of the units or sets.
Work section 24: Doors, shutters and hatches
This work section includes: • timber, metal, plastic: doors and frames • shutters and hatches • sliding or folding doors and partitions • grilles • associated glass and glazing • associated ironmongery. Drawings that should accompany this section of measurement: 1 floor plans 2 door schedule 3 ironmongery schedule. Information that should be provided: 1 type and quality of materials and, if timber, describing whether wrot or sawn 2 preservation treatments 3 surface treatments applied as part of the production process 4 selection and protection for subsequent treatment or clear finish 5 matching grain or colour 6 limits on planing margins 7 method of jointing and construction where not at the discretion of the contractor 8 form of construction and jointing where not at the discretion of the contractor 9 method of fixing where not at the discretion of the contractor 10 background where vulnerable. Minimum information that should be shown on the drawings that accompany this section of measurement: 1 location of all doors 2 door reference number. Works and materials included: 1 bedding and pointing frames 2 glass, etc. should be installed on site unless stated otherwise.
Item or work to be measured | Unit | Level one | Level two | Level three | Notes
1 Door sets. | nr | 1 Detailed description of set. 2 Structural opening size. | 1 Background. | 1 Smoke stops, details stated. 2 Fire stops, details stated. | 1 Door sets comprise the door(s) complete with associated frame, stops, architraves and trims. 2 Any stops, architraves and trims not supplied with the door set should be measured in accordance with the items in work section 22. 3 Glass may be incorporated into the associated work following the items set out below.
2 Doors. | nr | 1 Dimensioned description or diagram. | 1 Fire resistance performance. | 1 Method of fixing if not left to the discretion of the contractor. 2 Factory glazed. | 1 Each leaf of a multi-leafed door is counted as one door. 2 Glass may be incorporated into the associated work following the items set out below.
3 Roller shutters.
4 Collapsible gates.
5 Sliding folding partitions.
6 Hatches.
7 Strong room doors.
8 Grilles.
Item or work to be measured | Unit | Level one | Level two | Level three | Notes
9 Door frames. | m | 1 Dimensioned overall cross-section description. | 1 Labours described. |  | 1 Frames and linings includes jambs, heads, sills, mullions and transoms.
10 Door linings.
11 Door stops.
12 Associated fire stops.
13 Associated smoke stops.
Glazing.
14 Glass, type stated. | nr | 1 Thickness of glass or overall thickness of sealed unit stated. 2 Pane size. | 1 Shape if other than square or rectangular. 2 Airspace(s) width(s) of double/triple glazed units. 3 Gas filling of airspaces. | 1 Bent, direction stated. 2 Method of glazing or securing. 3 Edge treatment. | 1 Glass includes plastic or any type of material glazed into openings except glass blocks. 2 The size given for irregular panes should be the smallest rectangular size from which the pane can be obtained.
15 Louvre blades.
Ironmongery.
16 Type of item, unit or set stated. | nr | 1 Method of fixing. 2 Nature of base. | 1 Type and quality of materials and fixings. 2 Surface finish. 3 Constituent parts of the units or sets. |  | 1 Ironmongery includes fixing with screws to match and preparing the base to receive it.
Work section 25: Stairs, walkways and balustrades
In this section: • timber, metal, plastic staircases • walkways and gantries • balustrades, barriers, guardrails. Drawings that should accompany this section of measurement: 1 plans and sections showing the location and scope of each unit. Information that should be provided: 1 type and quality of materials and, if timber, describing whether wrot or sawn 2 preservation treatments 3 surface treatments applied as part of the production process 4 selection and protection for subsequent treatment or clear finish 5 matching grain or colour 6 limits on planing margins 7 method of jointing and construction where not at the discretion of the contractor 8 form of construction and jointing where not at the discretion of the contractor 9 method of fixing where not at the discretion of the contractor 10 background where vulnerable. Minimum information that should be shown on the drawings that accompany this section of measurement: 1 principal dimensions of each staircase or unit 2 height from structural floor to structural floor level.
Works and materials included: 1 all ramps, wreaths, bends, plain ends, ornamental ends and similar labours 2 linings, nosings, cover moulds, trims, etc. where an integral part of the unit 3 soit linings, spandrel panels, etc. where an integral part of the unit 4 ironmongery where an integral part of the unit 5 finishes applied off site 6 fixings, fastenings, blockings, wedges, bolts, brackets, cleats, etc.
Item or work to be measured |  | Unit |  |  | Notes
1 Staircase, type stated. |  | nr |  |  | 1 Staircases include attached balustrades and newel posts. 2 Any trims, etc. fixed to the unit after installation should be measured in accordance with the items in work section 22.
2 Loft ladders.
3 Ladders.
4 Extra over for: |  | nr
5 Catwalks. |  | m
6 Walkways.
7 Balustrades. |  | m/nr |  |  | 1 These items are measured when not forming an integral part of a staircase unit. 2 These items include all integral rails, infill panels, ironmongery, factory-applied finishes, fixings and fastenings.
8 Handrails.
9 Barriers.
10 Guard rails.
11 Balcony units.
12 Extra over for: |  | nr
Work section 26: Metalwork
In this work section: • isolated metal members • general metalwork • general metalwork fittings and fixtures. Drawings that should accompany this section of measurement: 1 plans, sections, elevations or enough details to show location, scope and construction of each item measured. Information that should be provided: 1 types and grades of materials 2 details of connections 3 details of welding tests and x-rays 4 details of performance tests. Minimum information that should be shown on the drawings that accompany this section of measurement: 1 position of the work 2 types and sizes of structural members and their position relative to each other. Works and materials included: 1 all fabrication and erection 2 all bolts, nuts, washers, fixings and fastenings.
Item or work to be measured | Unit | Level one | Level two | Level three | Notes
1 Isolated metal members. | m | 1 Dimensioned description, cross-section profile stated. | 1 Built up, details of construction stated. 2 Tapered. 3 Curved, radius stated. | 1 Method of fixing in position. 2 Fixing plates, brackets, etc., dimensioned description stated. | 1 Forming holes, mortices, etc. in the item and background for fixing purposes are included.
|  |  | 4 Hollow, shape stated. | 3 Protective coating applied off site.
2 General metalwork members. | m/nr | 1 Dimensioned description, cross-section profile stated. | 1 Protective coating applied off site. | 1 Method of fixing. 2 Nature of background. 3 Surface pattern or finish.
3 Sheet metal. | m2/nr | 1 Thickness stated.
2 Dimensioned description.
4 Wire mesh. | m2/nr | 1 Mesh size and thickness stated. 2 Dimensioned description. | 1 Protective coating applied off site. | 1 Method of fixing. 2 Nature of background. 3 Surface pattern or finish. | 1 Forming holes, mortices, etc. in the item and background for fixing purposes are included.
5 Composite items. | m/nr | 1 Dimensioned description. 2 Drawing reference. | 1 Full description of all components including integral non-metallic items. | 1 Method of fixing. 2 Nature of background. | 1 Non-metallic integral items forming part of the composite item may be included in the composite item provided they are clearly described as such. 2 Any non-metallic item applied after the composite item has been installed on site should be measured in accordance with the rules of the relevant section.
Item or work to be measured | Unit | Level one | Level two | Level three | Notes
6 Filling hollow sections. | item | 1 Water. 2 Concrete. 3 Other material, type stated. | 1 Details stated.
7 Surface treatments. | m2 | 1 Galvanising. 2 Sprayed coating. 3 Painting. 4 Other treatment, type stated. | 1 On site. 2 Off site. | 1 Surface preparation described. | 1 All preparation is included. 2 Any finish applied after installation is measured in accordance with the rules in work section 29.
8 Isolated protective coatings. | nr | 1 Approximate size or area stated. | 1 Type of protective coated stated. 2 Preparation described. | 1 On site. 2 Off site.
Work section 27: Glazing
Drawings that should accompany this section of measurement: 1 elevations 2 component drawings. Information that should be provided: 1 type, quality and thickness of glass 2 type and quality of glazing material 3 method of glazing including details of gaskets where required 4 nature of frame or background. Notes: 1 This section covers all types of glass and glass plastics and glazing with putty, beads or gaskets into prepared openings. 2 Glazing supplied as part of a window, door or other component is measured elsewhere with those components. Minimum information that should be shown on the drawings that accompany this section of measurement: 1 general scope and location of work. Works and materials included: 1 all raking and curved cutting 2 all polished and bevelled edges unless given in the description 3 drilling holes.
Item or work to be measured | Unit | Level one | Level two | Level three | Notes
1 Glass, type stated. 2 Sealed glazed units, type of glass stated. 3 Louvre blades, type of glass stated. | nr | 1 Thickness of glass or overall thickness of sealed unit. 2 Pane size. | 1 Shape if other than square or rectangular. 2 Airspace(s) width(s) of double/triple glazed units. 3 Gas filling of airspaces. | 1 Bent, direction stated. 2 Method of glazing or securing, details stated. 3 Edge treatment. | 1 Glass includes laminated, toughened, double or triple glazing units, lead, acrylic, polycarbonate, etc. or any other type of material glazed into openings except glass blocks. 2 Glass blocks are measured in accordance with the items in work section 14. 3 The size given for irregular panes should be the smallest rectangular size from which the pane can be obtained.
4 Extra over for: | nr | 1 Grinding. 2 Sandblasting. 3 Acid etching. 4 Embossing. 5 Engraving. | 1 Plain work, pane size stated. 2 Design work, pane size stated. | 1 Detailed description of work including extent of work over the pane. | 1 This information may be given by reference to detailed drawings.
5 Lead light glazing, type of glass stated. | nr | 1 Thickness of glass. 2 Overall window or light size. | 1 Pane sizes where regular shape. 2 Spacings of lead cames. 3 Pattern of lead cames. | 1 Bent, direction stated. 2 Method of glazing or securing, details stated. 3 Edge treatment. | 1 The pattern will be described as regular, diamond or irregular. 2 Cames are the H-shaped lead strips that are soldered together to form the lead glazed panes.
Item or work to be measured | Unit | Level one | Level two | Level three | Notes
6 Saddle bars. | m | 1 Diameter and length stated. | 1 Method of fixing to window surround. | 1 Method of attaching to lead light glazing. | 1 Saddle bars are metal rods used to strengthen and provide support to large lead glazed panes. These bars are usually built into the window surround.
7 Mirrors. | nr | 1 Dimensioned description. | 1 Edge description. 2 Pattern, method of forming described. | 1 Nature of background. 2 Method of fixing, details stated. | 1 Edges can be plain, rounded, bevelled, etc.
8 Removing existing glass and preparing frame or surround to receive new glass. | nr | 1 Type of frame or surround. 2 Type of glass to be removed. | 1 Panes ≤ 1m2. 2 Panes 1–2m2. 3 Panes 2–3m2. 4 Panes 3–4m2. 5 Panes 4m2, size stated. | 1 Method of disposal of debris where not at the discretion of the contractor. 2 Materials to be kept for re-use.
Work section 28: Floor, wall, ceiling and roof finishings
In this work section: • in-situ, tiled, block, mosaic, sheet, applied liquid or planted finishes. Drawings that should accompany this section of measurement: 1 plans of each floor 2 principal sections through building 3 external elevations 4 finishes schedules. Information that should be provided: 1 type, quality and size of materials 2 number of coats of in-situ work 3 types of underlays or linings 4 bedding or other method of fixing 5 type of pointing 6 laps 7 layout and width of joints and bays 8 patterns 9 spacing of battens and counter battens 10 composition and mix of mortars 11 bonding to other work 12 radius of curved work 13 nature of base 14 laid in one operation with base 15 applied finishes/sealers/polishes. Notes: 1 The area measured is net in contact with the base.
2 Widths stated are the width of each finished face. 3 There should be no deduction for voids ≤ 1m2. 4 No allowance should be made in the net area for laps, dressings or any other labour. 5 All work is internal unless stated as external. Minimum information that should be shown on the drawings that accompany this section of measurement: 1 all floor-to-floor or ceiling heights 2 layout of patterned work 3 details of moulded work. Works and materials included: 1 all rough and fair square, raking and curved cutting and waste 2 all ends and angles either formed or proprietary 3 extra material for curved work 4 forming all rough and fair grooves, throats, mortices, chases, edges, rebates, holes, stops, mitres and similar labours 5 raking out joints to form a key 6 raking out joints to insert skirtings, etc. 7 all work in forming returns, ends, internal and external angles 8 all extra material required for bonding 9 additional material in laps and dressings 10 all work on attached columns and beams 11 work in forming voids and holes ≤ 1m2 12 formwork or any other form of temporary support 13 working finishes up to and around all accessories.
Item or work to be measured | Unit | Level one | Level two | Level three | Notes
1 Screeds, beds and toppings, thickness and number of coats stated. | m/m2 | 1 ≤ 600mm wide. 2 > 600mm wide. | 1 Level and to falls only ≤ 150 from horizontal. 2 To falls, cross falls and slopes ≤ 150 from horizontal. 3 To falls, cross falls and slopes > 150 from horizontal. | 1 Surface finish. 2 Nature of background. 3 Backings and beddings, thickness stated. 4 Underlays, type and thickness stated. 5 Insulation, type and thickness stated. 6 Laid in one operation with its base. 7 Pattern of joints. 8 Laid in one operation with base (monolithically). | 1 Thicknesses stated are the thickness exclusive of adhesives, keys, grooves, etc. 2 Underlays include plasterboard or other rigid sheet lathing. 3 Tiles should be laid with their long edges vertical or parallel to the long axis of the floor or ceiling. 4 The height stated is the height at the top end.
2 Finish to floors, type of finish and overall thickness stated. | m/m2 | 1 ≤ 600mm wide. 2 > 600mm wide.
3 Raised access floors, type of finish and thickness of panels stated. |  |  | 1 Height of cavity stated.
4 Ramps to raised access floors. | nr | 1 Length, width and height.
5 Fire barriers in void below raised floor. | m2/m | 1 Thickness stated. 2 Thickness and height stated. | 1 Fire rating. 2 Method of fixing in position. 3 Obstructed by services. |  | 1 Fire barriers include all support work, scribing or forming to fit, angles, ends and working around structures, support work and services.
Item or work to be measured | Unit | Level one | Level two | Level three | Notes
6 Finish to roofs, type of finish and overall thickness stated. | m/m2 | 1 ≤ 600mm wide. 2 > 600mm wide. | 1 Level and to falls only ≤ 150 from horizontal. 2 To falls, cross falls and slopes ≤150 from horizontal. 3 To falls, cross falls and slopes > 150 from horizontal. |  | 1 Roof finishes include grass, sedum, etc. and live finishes. 2 They exclude solar reflective paint, chippings, etc. that will be measured with their associated roof covering. 3 Width is the width of each face.
7 Finish to walls, type of finish and overall thickness stated. | m/m2 | 1 ≤ 600mm wide. 2 > 600mm wide. | 1 Curved, radius stated. |  | 1 The height of wall finishes is measured to the finished ceiling height or specified height past suspended ceilings. 2 Wall finishes are measured behind skirtings unless the skirting is installed before the wall finish. 3 The width is the width of each face.
8 Finish to isolated columns, type of finish and overall thickness stated.
Item or work to be measured | Unit | Level one | Level two | Level three | Notes
9 Finish to ceilings, type of finish and overall thickness stated. | m/m2 | 1 ≤ 600mm wide. 2 > 600mm wide. | 1 Over 3.50m above structural floor level. |  | 1 The height of the ceiling is measured from structural floor level to soffit of finished ceiling or isolated beam. 2 The width is the width of each face.
10 Finish to isolated beams, type of finish and overall thickness stated. | m/m2 | 1 ≤ 600mm wide. 2 > 600mm wide.
11 Finish to treads. | m | 1 Net width stated. | 1 Curved, radius stated. | 1 Nature of background. 2 Insets described. | 1 Ends, angles and outlets are included.
12 Finish to risers. | m | 1 Net width stated. | 1 Curved, radius stated. 2 Undercut. | 1 Nature of background.
13 Finish to strings and aprons. | m | 1 Net width or girth on face stated. | 1 Raking. 2 Sloping. 3 Curved, radius stated. | 1 Nature of background.
14 Skirtings, net height stated. | m | 1 Net height stated. | 1 Raking. 2 Sloping. 3 Curved, radius stated. | 1 Nature of background. 2 Cove formers.
Item or work to be measured | Unit | Level one | Level two | Level three | Notes
15 Linings to channels. | m | 1 Net girth on face stated. | 1 Raking. 2 Sloping. 3 Curved, radius stated. | 1 Nature of background. | 1 Ends, angles and outlets are included.
16 Kerbs and cappings. | m | 1 Net girth on face stated.
17 Coves. 18 Mouldings. 19 Cornices. 20 Architraves. 21 Ceiling ribs. 22 Bands. | m | 1 Girth and shape stated. | 1 Patterned, details stated. 2 Horizontal. 3 Raking. 4 Sloping. 5 Vertical. 6 Undercut. 7 Flush. 8 Raised. 9 Sunk. | 1 Method of fixing. 2 Nature of background. | 1 Measure the length in contact with the base. 2 All ends, angles and intersections are included.
2 Dimensioned description.
23 Special tiles, slabs or blocks | nr | 1 Dimensioned description. |  |  | 1 Special tiles are only measured here if not already measured under items 11–22 of this table.
| m2 | 2 Manufacturers' reference.
24 Surface dressings, sealers or polishes. | m2 | 1 Type stated. 2 Rate of coverage stated. | 1 Horizontal. 2 Sloping. 3 Vertical. 4 Soffits. | 1 Nature of finish being treated. | 1 Dressings include carborundum grains, stone chippings, etc. 2 Sealers include waterproofers, hardeners, dustproofers, polishes, etc.
Item or work to be measured | Unit | Level one | Level two | Level three | Notes
25 Movement joints. 26 Cover strips. 27 Dividing strips. 28 Beads, function stated. 29 Nosings. | m | 1 Dimensioned description. |  | 1 Method of fixing. 2 Nature of background. | 1 Movement joints include expansion joints. 2 Function of beads include angle beads, stop beads, shadow gap beads, casing beads, etc.
30 Reinforcement, details stated. 31 Metal mesh lathing, details stated. 32 Board insulation, thickness stated. 33 Quilt insulation, thickness stated. 34 Isolation membranes, thickness stated. | m/m2 | 1 To walls. 2 To ceilings. 3 To floors. 4 To roofs. 5 To isolated beams. 6 To isolated columns. | 1 Depth of suspension. | 1 Method of fixing. 2 Nature of background.
35 Accessories. | nr | 1 Dimensioned description. | 1 Method of fixing. | 1 Nature of background. | 1 Accessories include access panels, special panels in raised access floors, vent grilles, ornaments, etc.
36 Precast plaster components. | m | 1 Dimensioned description or proprietary reference. | 1 Method of fixing. | 1 Nature of background. | 1 The dimensioned description should fully describe the component including stating the end use such as cornice, moulded band, architrave, etc.
Work section 29: Decoration
In this work section: • painting and clear finishes • intumescent coatings • decorative papers or fabrics • anti-corrosion treatments. Drawings that should accompany this section of measurement: 1 plans and elevation drawings showing the scope and location of the work 2 painting/decorating schedule(s). Information that should be provided: 1 type and quality of materials 2 nature of base 3 description of surface if not smooth 4 preparatory work to base 5 type and number of priming or sealing coats 6 type and number of undercoats 7 type and number of finishing coats 8 method of application 9 type of treatment applied between coats 10 pattern of decorative papers 11 method of fixing and jointing papers or fabrics. Notes: 1 The method of application is left to the contractor unless stated otherwise. 2 The nature of non-smooth base includes a description of base texture and profile such as corrugated, fluted, moulded or carved. Minimum information that should be shown on the drawings that accompany this section of measurement: 1 Ceilings over 3.5m above finished floor level. Works and materials included: 1 all cutting to line 2 multi-coloured work on differing surfaces
3 all cutting to papers and fabrics 4 rubbing down between coats 5 work to opening edges and portions of frames covered by opening lights and sashes.
Item or work to be measured | Unit | Level one | Level two | Level three | Notes
1 Painting general surfaces. 2 Painting glazed surfaces irrespective of pane sizes. | m/m2/ nr | 1 ≤ 300mm girth. 2 > 300mm girth. 3 Isolated areas ≤ 1m2 irrespective of location or girth. | 1 Internal. 2 External. | 1 Work to ceilings or beams over 3.5m but not exceeding 5m above finished floor level and thereafter in 3m stages. 2 Surfaces to remain unpainted. | 1 The area or girth measured is that covered. 2 The girth of frames, etc. is calculated from one edge to the other over all trims, architraves, stops, etc. and assume doors have been removed before painting. 3 The girth designated as external on door frames, etc. is the part of the frame that is visible when the door is closed. 4 Examples of radiator types are flat, panelled, column, tubular, etc.
3 Painting structural metalwork. |  |  |  | 3 Multi-coloured on one surface.
4 Painting radiators, type stated. |  |  |  | 4 Patterned, details stated. 5 Fire rating.
5 Painting gutters. 6 Painting pipes. |  |  |  | 6 Application on site before fixing.
7 Painting services, type stated. |  |  |  | 7 Application off site before fixing.
8 Painting railings, fences and gates. | m/m2/ nr | 1 ≤ 300mm girth. 2 > 300mm girth. | 1 Closed. 2 Open. |  | 1 Closed means no gaps whatsoever.
|  | 3 Isolated areas ≤ 1m2 irrespective of location or girth. | 3 Ornamental.
Decorative papers or fabrics
Item or work to be measured | Unit | Level one | Level two | Level three | Notes
9 Walls and columns. 10 Ceilings and beams. | nr/m2 | 1 Areas ≤ 1m2. 2 Areas > 1m2. | 1 Curved surfaces, radii stated. | 1 Lining paper. 2 Work to ceilings or beams over 3.5m but not exceeding 5m above finished floor level and thereafter in 3m stages. | 1 No deduction made for voids ≤ 1m2.
11 Borders. |  |  |  |  | 1 Mitres, ends angles, scribing or cutting is included.
12 Motifs. | nr | 1 Dimensioned description or diagram.
Work section 30: Suspended ceilings
In this work section: • demountable suspended ceilings • solid suspended ceilings. Drawings that should accompany this section of measurement: 1 plans showing the location of the work 2 reflected ceiling plans showing the scope and complexity of the work. Information that should be provided: 1 type and quality of materials 2 size(s) of panels and strips 3 construction of suspension framing and systems 4 method of fixing 5 nature of background 6 nature of services located in the ceiling void 7 nature of integral services and fittings. Notes: 1 All work is internal unless described as external. 2 Secondary steel or timber support work is measured elsewhere. Minimum information that should be shown on the drawings that accompany this section of measurement: 1 services located in the ceiling void 2 location of integral services and fittings. Works and materials included: 1 working over and around obstructions 2 all cutting 3 forming openings and holes 4 all additional support work including bridging for fittings 5 all extra work required for work described as patterned. Notes: 1 Integral fittings are those designed to be incorporated into the ceiling structure.
Item or work to be measured | Unit | Level one | Level two | Level three | Notes
1 Ceilings. 2 Plenum ceilings. 3 Beams. 4 Bulkheads. | m2 | 1 Depth of suspension ≤ 150mm. 2 Depth of suspension 150-500mm. 3 Depth thereafter in 500mm stages. | 1 Type and thickness of lining. 2 Method of fixing lining to suspension. 3 Integral insulation. 4 Integral vapour barrier. 5 Height of work exceeding 3.50m above finished floor level in 1.50m stages. | 1 Patterned, details stated. 2 Sloping. 3 Curved, radius and plane of curve stated. 4 Suspension obstructed by services. 5 Trims at regular intervals in area of ceiling, details stated. | 1 The area measured is that on the exposed face. 2 The depth of suspension is measured from the underside of the main structural soffit or secondary support work to back surface of lining. 3 The height of work is measured from the finished floor level to the face of the ceiling. 4 Where ceilings are suspended from sloping, curved or irregular structures with an average depth of suspension should be stated.
5 Isolated strips. | m | 1 Width ≤ 600mm. 2 Width thereafter in 300mm stages.
6 Upstands. | m | 1 Height ≤ 600mm. 2 Height thereafter in 300mm stages.
7 Access panels. | nr | 1 Dimensioned description. 2 Proprietary reference. | 1 Composition. 2 Method of fixing. | 1 Method of locking. | 1 Access panels include all additional support work, framing, edge trim and fixings.
8 Edge trims. 9 Angle trims. | m | 1 Dimensioned description. | 1 Plain. 2 Floating. | 1 Centres of fixing. 2 Nature of background. | 1 Plain trims are those fixed to the structure. 2 Floating trims are those fixed to the ceiling system. 3 Trims include ends and angles.
Item or work to be measured | Unit | Level one | Level two | Level three | Notes
10 Fire barriers. | m/m2 | 1 Dimensioned description. 2 Thickness stated. | 1 Fire rating where required. | 1 Method of fixing in position. 2 Obstructed by services stated. | 1 Fire barriers include all support work, scribing or forming to fit, angles, ends and working around structures, support work and services.
11 Collars for services passing through fire barriers. | nr | 1 Diameter of pipe. 2 Size of trunking. | 1 Pipes. 2 Trunking. | 1 Length of sleeve each side of barrier stated. 2 Fire rating. | 1 Collars are only measured here where they are integral to the fire barrier. If they are not integral they should be measured in accordance with the items in work section 40.
12 Fittings. | m/nr | 1 Dimensioned description. |  | 1 Nature of background stated.
13 Shadow gap battens. | m | 1 Dimensioned description. |  | 1 Centres of fixing. 2 Nature of background. | 1 Ends, angles, etc. are included.
Work section 31: Insulation, fire stopping and fire protection
In this work section: • board, sheet, quilt, sprayed, loose fill or foamed insulation and fire protection installations. Drawings that should accompany this section of measurement: 1 plans, sections and details that are suicient to show the scope and location of the various works relating to this section. Information that should be provided: 1 type, quality and thickness of materials 2 fire rating where required 3 extent of laps 4 method of fixing, laying or applying where not at the discretion of the contractor. Works and materials included: 1 all cutting 2 working around or over all members and services.
Item or work to be measured | Unit | Level one | Level two | Level three | Notes
1 Boards. 2 Sheets. 3 Quilts. 4 Loose. | m2 | 1 Thickness stated. | 1 Plain areas. 2 Laid across joists, rafters, partition framing or similar members, centres of members stated. 3 Laid between joists, rafters, partition framing or similar members, centres of members stated. | 1 Horizontal. 2 Vertical. 3 Sloping. 4 Soffit. | 1 The area measured is that covered. 2 No deduction is made for voids ≤ 1m2. 3 The area of joists, rafters, partition framing or similar members is deducted when the material is laid between such members.
4 Sloping is the upper surface that is not horizontal.
5 Soffits are the underside of any horizontal or sloping structure.
| m | 2 Purpose and dimensioned description. | 4 Location stated
5 Sprayed. | m2 | 1 Thickness stated. |  | 1 Nature of background.
6 Filling cavities. | m2 | 1 Thickness stated. | 1 Mineral fibre. 2 Plastic beads. 3 Cellulose fibre. | 1 Internal. 2 External. | 1 Drilling holes in the structure to allow injection of material and subsequent making good is included.
4 Expanding foam.
5 Other type of blown or injected material.
Item or work to be measured | Unit | Level one | Level two | Level three | Notes
7 Fire stops, type stated. | m | 1 Dimensioned description. 2 Fire rating. | 1 Horizontal. 2 Vertical. 3 Raking. 4 Stepped. 5 Curved, radius stated. | 1 Method of fixing. 2 Background when mechanically fixed.
8 Fire sleeves, collars, etc. | nr | 1 Dimensioned description. 2 Fire rating. |  | 1 Method of fixing. 2 Background when mechanically fixed.
Work section 32: Furniture, fittings and equipment
In this work section: • general fixtures, furnishings and equipment • kitchen fittings • catering equipment • sanitary appliances and fittings • notices and signs • site and street furniture • bird/vermin control • fall restraint and fall arrest systems. Drawings that should accompany this section of measurement: 1 location drawings. Information that should be provided: 1 enough information to design, procure or manufacture the item 2 type and quality of materials 3 details of all associated building work 4 tests with which materials and equipment should comply. Minimum information that should be shown on the drawings that accompany this section of measurement: 1 components. Works and materials included: 1 marking positions 2 connecting to services 3 commissioning 4 all associated excavations and concrete foundations or bases unless stated as measured elsewhere.
Item or work to be measured |  | Unit
1 Fixtures, fittings or equipment without services. 2 Fixtures, fittings or equipment with services. |  | nr
3 Ancillary items not provided with the item of equipment. |  | nr
4 Fixtures, fittings or equipment supplied by the employer. |  | nr
5 Signwriting. |  | nr
6 Fall restraint and fall arrest systems. |  | item
Work section 33: Drainage above ground
In this work section: • rainwater installations • foul drainage installations. Drawings that should accompany this section of measurement: 1 roof plan(s) 2 floor plans of any floors that have drainage installations 3 principal sections and elevations. Information that should be provided: 1 location of installation 2 nature of background 3 method and spacing of fixing 4 method and spacing of joints 5 Description of material 6 type of brackets or supports 7 finish. Minimum information that should be shown on the drawings that accompany this section of measurement: 1 scope and location of work. Works and materials included: 1 all joints 2 all brackets and supports.
Item or work to be measured | Unit | Level one | Level two | Level three | Notes
1 Pipework. | m | 1 Nominal diameter. | 1 Straight, curved, flexible. 2 Extendable. 3 Method of jointing. | 1 Method of fixing to background. | 1 Measured over all fittings.
2 Pipework ancillaries. | nr | 1 Dimensioned description. |  |  | 1 Ancillaries include valves, non-return flaps, reducers, tapers, bends, hoppers, gullies, tun dishes, rodding eyes, traps, access doors, angles, offsets, shoes, sockets, tappings, bosses, etc. 2 This list is not exhaustive.
3 Items extra over the pipe in which they occur. | nr | 1 Fittings, nominal pipe size ≤ 65mm. 2 Fittings, nominal pipe size > 65mm. | 1 One end. 2 Two ends. 3 Three ends. 4 Other, details stated. | 1 With inspection door. 2 Method of jointing stated where different from pipe in which the fitting occurs. | 1 Cutting and jointing pipes to fittings is included. 2 Fittings that are reducing are measured extra over the largest pipe in which they occur.
4 Pipe sleeves through walls, floors and ceilings. | nr | 1 Type and nominal diameter of pipe. 2 Length of sleeve or thickness of structure being passed through. 3 Fire rating. | 1 Type of structure being passed through described. | 1 Method of fixing and packing. 2 Handing to others for fixing. | 1 All making good including fire stopping is included.
5 Gutters. | m | 1 Nominal size. | 1 Straight, curved, flexible. 2 Extendable. 3 Method of jointing. | 1 Method of fixing to background. | 1 Measured over all fittings.
Item or work to be measured | Unit | Level one | Level two | Level three | Notes
6 Gutter ancillaries. | nr | 1 Dimensioned description. |  |  | 1 Ancillaries include stop ends, angles, outlets, overflows, tapers, reducers, etc. 2 The list is not exhaustive.
7 Items extra over the gutter in which they occur. | nr | 1 Dimensioned description.
8 Marking, position of and leaving or forming all holes, mortices, chases, etc. required in the structure. | item | 1 Number and type of installations.
9 Identification. | nr | 1 Plates. 2 Discs. 3 Labels. 4 Tapes. 5 Symbols or numbers. 6 Bands. 7 Charts or diagrams. 8 Other, type stated. | 1 Details stated. | 1 Method of fixing.
10 Testing and commissioning. | item | 1 Installation stated. | 1 Attendance required. 2 Insurances required by employer. | 1 Preparatory operations stated. 2 Stage tests (nr) listed and purpose stated. | 1 All fuel and power used is included. 2 Provision of test certificates is included.
Item or work to be measured | Unit | Level one | Level two | Level three | Notes
11 Preparing drawings. | item | 1 Number of copies stated. | 1 Method stated. 2 Information to be shown stated. | 1 Working drawings. 2 As fitted drawings.
12 Operating manuals and instructions. | item
Work section 34: Drainage below ground
In this work section: • storm water drain systems • foul drain systems • pumped drain systems • land drainage. Drawings that should accompany this section of measurement: 1 drainage layout(s). Information that should be provided: 1 type and quality of materials. Minimum information that should be shown on the drawings that accompany this section of measurement: 1 layout of drainage showing scope of work 2 invert depths 3 cover levels 4 pipe sizes 5 details of manholes, inspection chambers and other pits, tanks, chambers, etc. 6 work outside site boundary. Works and materials included: 1 earthwork support 2 compacting bottoms of excavations 3 trimming excavations 4 backfilling with excavated materials 5 compacting backfill 6 disposal of surplus excavated materials 7 disposal of all water 8 lengths of pipes in manhole walls 9 building in ends of pipes 10 bedding and pointing.
Notes: 1 Work outside site boundary should be measured separately. 2 Work below buildings should be measured separately. 3 All trenches should be measured as cover level to invert level, irrespective of the starting level of the trench. Any site-specific information affecting this should be identified as a condition of pricing.
Item or work to be measured | Unit | Level one | Level two | Level three | Notes
1 Drain runs. | m | 1 Average trench depth in 500mm increments. 2 Type and nominal diameter of pipe. 3 Multiple pipes stating number and nominal diameter of pipes. | 1 Method of jointing pipes. 2 Pipe bedding and/or surround, details stated. 3 Type of backfill if not obtained from the excavations. | 1 Vertical. 2 Curved. 3 Below groundwater level. 4 Next to existing roadway or path. 5 Next to existing building. | 1 Drain runs are measured from the external face of the manhole to the external face of the manhole or accessory. 2 Average depth is calculated for each run irrespective of maximum depth.
6 Specified multiple handling, details stated.
7 Disposal of excavated material where not at the discretion of the contractor, details stated.
Item or work to be measured | Unit | Level one | Level two | Level three | Notes
2 Items extra over drain runs irrespective of depth or pipe size. | m2 | 1 Breaking up hard surface pavings, thickness stated. 2 Lifting and preserving turf, thickness stated. | 1 Reinstating to match existing, details stated. 2 Relaying turf previously set aside. |  | 1 The measurement of these extra over items should be based on the designed width of beds in the trench. In the absence of a bed the width should be calculated as the nominal size of the service plus 300mm subject to a minimum width of 500mm. 2 Hard material is any material that can only be removed by special plant or explosives due to its size, position or consistency.
| m3 | 3 Breaking out hard materials. 4 Excavating in and removing hazardous material. 5 Excavating in running silt, running sand or other unstable ground. | 1 Details stated.
6 Excavating below groundwater level.
| m | 7 Next to existing live services. |  |  | 1 This should be measured where precautions are specifically required. The method of protection is left to the discretion of the contractor.
| nr | 8 Around existing live services crossing trench.
2 If in doubt the surveyor should measure an item giving the nature of the service.
Item or work to be measured | Unit | Level one | Level two | Level three | Notes
3 Pipe fittings. | nr | 1 Dimensioned description. | 1 Type stated. 2 Method of jointing to pipes. |  | 1 Pipe fittings include bends, junctions, inspection pipes, rodding eyes, etc.
4 Accessories. | nr |  |  |  | 1 Accessories include gullies, traps, inspection shoes, fresh air inlets, non-return flaps, valves, rodding eyes, etc. and include gratings, covers, frames, baskets, filters and all other integral and/ or associated fittings. 2 This list is not exhaustive.
5 Pumps. | nr | 1 Size and capacity stated. | 1 Integral controls. 2 Remote controls. 3 Indicators. 4 Supports. | 1 Method of fixing. 2 Nature of background.
Item or work to be measured | Unit | Level one | Level two | Level three | Notes
6 Manholes. 7 Inspection chambers. 8 Soakaways. 9 Cesspits. 10 Septic tanks. 11 Other tanks and pits, type stated. | nr | 1 Detailed description stating maximum internal size of chamber. 2 Depth from the top surface of cover to invert level in 250 mm stages. 3 Proprietary system, details stated. | 1 Base slab thickness. 2 Wall thickness. 3 Cover slab dimensions. 4 Intermediate slab dimensions. 5 Benching dimensions. 6 Main channel diameter and configuration. 7 Number and diameter of branch channels. 8 Internal finish. 9 External finish. 10 Step irons. |  | 1 The size stated is the maximum internal size of the chamber. 2 Rocker joints are included. 3 Other tanks and pits would include catch pits, service chambers, stopcock pits, etc.
Item or work to be measured | Unit | Level one | Level two | Level three | Notes
12 Extra over the excavation for: | m2 | 1 Breaking up hard surface pavings, thickness stated. 2 Lifting and preserving turf, thickness stated. |  |  | 1 Making good around edges of surfaces is included.
| m3 | 3 Breaking out hard materials. 4 Excavating in and removing hazardous materials. 5 Excavating in running silt, running sand or other unstable ground. 6 Excavating below ground water level.
13 Sundries. | nr | 1 Detailed dimensioned description. | 1 Intercepting traps. 2 Backdrops. 3 Any other associated item, type stated. |  | 1 Bedding, jointing and building is included. 2 These items may be included with their associated manhole or chamber if part of a proprietary system.
14 Covers and frames. | nr | 1 Dimensioned description. | 1 Manufacturer's reference. | 1 Method of fixing frame. | 1 Bedding covers in grease is included.
15 Marker posts. | nr | 1 Dimensioned description. | 1 Identification plates, details stated. | 1 Method of fixing, details stated. | 1 Excavation, disposal of spoil and concrete for base is included.
Item or work to be measured | Unit | Level one | Level two | Level three | Notes
16 Connections. | item | 1 Details stated.
17 Testing and commissioning. | item | 1 Detailed description. 2 Type of test and standard to be achieved. | 1 Attendance required. 2 Instruments and equipment to be provided. | 3 Preparatory operations stated. 4 Stage tests (nr) listed. | 1 Provision of all fuel, power, water and other supplies is included. 2 Provision of test certificates is included.
Work section 35: Site works
In this work section: • road and path pavings • hard landscaping • sports surfacing. Drawings that should accompany this section of measurement: 1 site plans and sections 2 component details. Information that should be provided: 1 type, quality, shape and size of materials and components 2 treatment and layout of joints 3 nature of base 4 preparatory work 5 bedding and/or methods of fixing. Notes: 1 Unless stated as included, all associated excavations, disposals and fillings are measured in accordance with work section 5. Minimum information that should be shown on the drawings that accompany this section of measurement: 1 scope and location of the work. Works and materials included: 1 all work is external unless described as internal 2 formwork and all other temporary support 3 fair joints 4 fair edges 5 working over and around obstructions and into recesses and shaped inserts 6 forming shallow channels 7 cutting 8 disposal of surplus excavated material off site.
Notes: 1 The areas measured are those in contact with the base. 2 No deductions made in superficial items for voids ≤ 1m2. 3 All thicknesses stated are nominal or finished after laying and compacting.
Item or work to be measured | Unit | Level one | Level two | Level three | Notes
1 Kerbs. 2 Edgings. | m | 1 Dimensioned description. | 1 Curved, radius stated. | 1 Foundation, size and details stated. | 1 Excavation and disposal is included.
3 Channels. |  |  |  | 2 Reinforcement, details stated. | 2 Ends, angles, outlets and intersections are included.
4 Paving accessories. |  |  |  | 3 Method of fixing or support. | 3 Edgings include pegs and supports.
5 Extra over for: | nr | 1 Special unit. 2 Accessories. | 1 Dimensioned description.
6 In-situ concrete. 7 Formwork. |  | 1 All measured in accordance with rules of work section 11.
8 Reinforcement.
9 Joints.
10 Worked finishes.
11 Accessories cast in.
Item or work to be measured | Unit | Level one | Level two | Level three | Notes
12 Coated macadam and asphalt. | m2/m | 1 Over 300mm wide, thickness stated. 2 Not exceeding 300mm wide, thickness and width stated. | 1 Roads. 2 Pavings. | 1 Level and to falls only. 2 To falls and crossfalls and slopes ≤ 150 from horizontal. 3 To slopes > 150 from horizontal.
4 Method of application.
5 Surface treatment or finish.
6 Special curing of finished work.
|  | 1 Thickness and girth on face stated. | 3 Linings to channels. | 7 Horizontal. 8 To falls. | 1 Arrises, coves, ends, angles and outlets are included.
13 Gravel, hoggin and woodchip. | m2/m | 1 Over 300mm wide, thickness stated. 2 Not exceeding 300mm wide, thickness and width stated. | 1 Roads. 2 Pavings. | 1 Level and to falls only. 2 To falls and crossfalls and slopes ≤ 150 from horizontal. 3 To slopes > 150 from horizontal. | 1 The area measured is that in contact with the base.
4 Method of application.
5 Surface treatment or finish.
6 Special curing of finished work.
Item or work to be measured | Unit | Level one | Level two | Level three | Notes
14 Interlocking brick and blocks, slabs, bricks, blocks, setts and cobbles. | m2/m | 1 Over 300mm wide. 2 Not exceeding 300mm wide, thickness and width stated. | 1 Roads. 2 Pavings. 3 Treads. 4 Risers. 5 Margins or bands. | 1 Bedding, thickness stated. 2 Level and to falls only. 3 To falls, crossfalls and slopes ≤ 150 from horizontal. 4 To slopes > 150 from horizontal. | 1 Setting pavings into recessed manhole covers is included. 2 All cutting and fitting is included. 3 Excavation and disposal is included.
|  |  | 6 Channels. | 5 Laid in bays, average size of bays stated. | 4 Ends, angles, outlets and intersections are included
6 Joint pattern stated.
7 Curved, radius stated.
8 Foundation and haunching.
| m | 3 Thickness and girth on face stated. | 7 Linings to channels. | 9 Horizontal. 10 To falls. | 5 Arrises, coves, ends, angles and outlets are included.
Work section 36: Fencing
Drawings that should accompany this section of measurement: 1 site plans and sections 2 component details. Information that should be provided: 1 type and quality of materials 2 method of construction 3 surface treatments or finishes applied as part of the manufacturing process or applied before delivery to site 4 nature and size of backfilling. Notes: 1 Unless stated as included, all associated excavations, disposals and fillings are measured in accordance with work section 5. Minimum information that should be shown on the drawings that accompany this section of measurement: 1 scope and location of the work 2 location of fencing designed for sloping ground 3 pre-contract groundwater level(s) and date(s) established. Works and materials included: 1 all excavations, backfilling and disposal off site of surplus materials 2 earthwork support 3 disposal of ground and surface water 4 in-situ concrete for post bases, etc. 5 temporary supports 6 formwork.
Item or work to be measured | Unit | Level one | Level two | Level three | Notes
1 Fencing, type stated. | m | 1 Height of fence. | 1 Spacing, height and depth of supports. | 1 Set to curve but straight between posts. | 1 Fencing is measured over all supports.
|  |  |  | 2 Curved, radius stated. 3 Ground sloping > 150 from horizontal. 4 Lengths ≤ 3m. | 2 The height of fencing is measured from the finished surface of the ground to the top of the infilling or, where there is no infilling, to the top wire or rail unless otherwise stated.
3 Supports are posts, struts, etc. occurring at regular intervals.
4 Curved fencing is fencing curved between supports.
5 The depth of supports and special supports is the depth below the ground surface or other stated base.
6 The height of supports and special supports is the height above the ground surface or other stated base.
Item or work to be measured | Unit | Level one | Level two | Level three | Notes
2 Extra over for special supports. | nr | 1 Size, height and depth stated. | 1 End post. 2 Angle or corner post. 3 Integral gate post. 4 Straining post. | 1 Method of fixing. 2 Background stated. 3 Details of backstays or struts stated. | 1 Integral and independent gate posts include slamming stops and hanging pins or fillets.
3 Independent gate posts. | nr
5 Other, type stated.
4 Items extra over fencing, supports and special supports and independent gate posts irrespective of type. | m3 | 1 Excavating below groundwater level. 2 Excavating in hazardous material, details stated. |  |  | 1 If the post-contract groundwater level differs from the pre-contract groundwater level, the measurements are adjusted accordingly.
| m3/m2 | 3 Breaking out existing. 4 Breaking up existing hard pavings, thickness stated. | 1 Rock. 2 Concrete. 3 Reinforced concrete. 4 Brickwork, blockwork or stonework. 5 Tarmacadam or asphalt. |  | 1 Rock is any hard material that can only be removed with wedges, rock hammers, special plant or explosives due to its size or location. 2 A boulder ≤ 5m3 in volume or one that can be lifted out in the bucket of an excavator will not constitute rock.
3 Degraded or friable rock that can be scraped out by the excavator bucket does not constitute rock.
4 Making good existing hard pavings is included.
Item or work to be measured | Unit | Level one | Level two | Level three | Notes
5 Gates. | nr | 1 Height and width stated. | 1 Type stated. | 1 Power supply. | 1 Gates include stops, catches, independent stays, sounders, warning lights and all associated work.
6 Ironmongery. | nr | 1 Type of item, unit or set stated. | 1 Type and quality of materials and fixings. 2 Surface finish. | 1 Method of fixing. 2 Nature of base. | 1 Ironmongery includes fixing with screws or bolts to match and preparing the base to receive it.
3 Constituent parts of the units or sets.
Work section 37: Soft landscaping
Drawings that should accompany this section of measurement: 1 site plans and sections 2 component details 3 planting schedule. Information that should be provided: 1 type, quality, size and composition of materials 2 preparatory work 3 timing of operations 4 size and type of pits, holes and trenches, either excavated or formed 5 types of supports and ties 6 special filling materials 7 method of labelling 8 work on roofs, etc. stated 9 work in crib walls stated. Notes: 1 Unless stated as included, all associated excavations, disposals and fillings are measured in accordance with work section 5. 2 Supply of, placing and working with topsoil (imported or site won) is measured in accordance with work section 5. Minimum information that should be shown on the drawings that accompany this section of measurement: 1 scope and location of the work. Works and materials included: 1 all work is external unless described as internal 2 all excavations and backfilling
3 all necessary multiple handling of excavated material 4 disposal of surplus excavated material off site 5 removal of stones and rubbish 6 watering 7 labelling. Notes: 1 The areas measured are those in contact with the base. 2 No deductions are made in superficial items for voids ≤ 1m2. 3 All thicknesses stated are nominal or finished after laying and compacting.
Item or work to be measured | Unit | Level one | Level two | Level three | Notes
1 Cultivating. | m2 | 1 Depth stated. | 1 Method and degree of tilth.
2 Surface applications. | m2 | 1 Type and rate stated. 2 Method of application stated. | 1 Herbicides. 2 Weedkillers. 3 Peat. 4 Manure. 5 Compost. 6 Mulch. 7 Fertiliser. 8 Sand. 9 Soil ameliorates. 10 Other, details stated. | 1 Before sowing or planting. 2 After planting. 3 Around individual plants. 4 To general areas. 5 To beds. 6 To planters. 7 To pots | 1 Working in is included.
3 Seeding. | m2 | 1 Rate stated. | 1 Grass seed. 2 Cultivated plant seed. 3 Wildflower seed. 4 Other, type stated. |  | 1 Raking in, harrowing and rolling is included.
4 Turfing. | m2 | 1 Type and thickness stated. |  |  | 1 Cutting includes trimming edges.
| m | 2 Type, width and thickness stated.
Item or work to be measured | Unit | Level one | Level two | Level three | Notes
5 Trees. | nr | 1 Botanical name. | 1 British Standard (BS)size designation and root system stated. 2 Girth, height and clear stem and root system stated. | 1 Planting in cultivated or grassed areas prepared by others should be stated including all necessary reinstatement. 2 Planting indoors should be stated. 3 Details of initial cut back should be stated. 4 Details of watering should be stated. 5 Backfill type should be stated if not the material arising from excavations. | 1 Supports and ties are included. 2 BS size includes standard, advanced nursery stock or semi-mature types. 3 Young nursery stock includes seedlings, transplants and whips.
6 Young nursery stock trees. | nr |  | 3 Height and root system stated.
7 Shrubs. | nr
8 Hedge plants. | nr |  | 4 Height stated.
| m |  | 5 Height, spacing, number of rows and layout stated.
9 Plants. | nr |  | 6 Size stated.
| m2 |  | 7 Size and number per m2 stated.
10 Bulbs, corms and tubers. | nr |  | 8 Size stated
| m2 |  | 9 Size and weight per m2 stated.
11 Plant containers. | nr | 1 Dimensioned description. | 1 Linings, type stated. | 1 Method of fixing.
Item or work to be measured | Unit | Level one | Level two | Level three | Notes
12 Protection. | m | 1 Temporary fencing, type and duration stated. | 1 Ultimate ownership, details stated. |  | 1 Permanent fencing is measured in accordance with the rules of work section 36.
| nr | 2 Tree guards, dimensioned description. | 2 Type stated. | 1 Method of fixing stated.
| nr | 3 Wrappings, height of wrapping and girth of tree stated. | 3 Chemical application stated. | 2 Method of fixing stated.
| nr | 4 Anti-desiccant sprays, height and girth of tree or spread of plant stated. | 4 Type stated. | 3 Rate of spray stated.
| item | 5 General, details stated. | 5 Duration.
13 Maintenance. | item | 1 Details stated
Work section 38: Mechanical services
Drawings that should accompany this section of measurement: 1 floor and site plans detailing layout of systems 2 system schematics 3 cross-sections and elevations 4 detailed layouts for plantrooms and principal services installation areas 5 installation details for equipment and fittings 6 equipment schedules. Information that should be provided: 1 type, quality and size or thickness of materials 2 method of fixing 3 location. Notes: 1 Where the information is available, measurement of pipework and/or ductwork should be fully detailed with the measurement of fittings identified and measured separately, in accordance with item 4 in the table below. However, where the information is not available, pipework/ductwork and associated insulation and fire protection should be measured inclusive of fittings. Works and materials included: 1 all waste 2 extra material for labour-made fittings 3 all couplings, brackets, supports, fixings and cast-in channels 4 all labelling, tagging, identification and charts 5 marking of all holes, chases and mortices 6 earth connectors, straps and links. Notes: 1 All work is internal unless stated as external.
Item or work to be measured | Unit | Level one | Level two | Level three | Notes
1 Primary equipment. | nr | 1 System. | 1 Location of installation – roofs, high or low level in plantrooms, risers or service ducts, high or low level on floors. | 1 Type, size, capacity, load, rating, special finishes, casings, in-fills, associated integrated or remote ancillaries, controls, indicators or components, anti-vibration mountings, acoustic performance/treatment and method of fixing. | 1 Primary equipment is defined as plant or equipment from which a system originates, e.g. boiler, main storage tank, air handling unit, fan, etc. 2 This should be cross-referenced to drawings and/or a full specification.
3 High and low level should be in accordance with national health and safety recommendations and national working rule agreements.
| nr | 2 Off-load and position primary equipment.
| nr | 3 Assembly of composite items of primary equipment.
2 Terminal equipment and fittings. | nr | 1 System. | 1 Location of installation – roofs, high or low level in plantrooms, risers or service ducts, high or low level on floors. | 1 Type, size, capacity, load, rating, special finishes, casings, in-fills, associated integrated or remote ancillaries, controls, indicators or components, anti-vibration mountings, acoustic performance/treatment and method of fixing. | 1 Terminal equipment and fittings are defined as any item to which a system is distributed to, e.g. heat emitters, grilles, fan coil units, etc.
Item or work to be measured | Unit | Level one | Level two | Level three | Notes
3 Pipework. | m | 1 Material, finish, nominal diameter, method of jointing, fixings and background for fixing. | 1 Location of installation – roofs, high or low level in plantrooms, risers or service ducts, high or low level on floors, in trenches. |  | 1 Generally, all pipework should be measured inclusive of all fittings, i.e. unions, connectors, flanges, bends, tees, junctions, reducers, test points, bosses, sockets, tappings, etc. 2 Unless measured separately, all fittings are included.
4 Alternative – pipe fittings. | nr | 1 Type, material, finish, nominal diameter, method of jointing. |  |  | 1 Unions, connectors, flanges, bends, tees, sets, junctions, reducers, test points, bosses, sockets, tappings, etc.
5 Pipe ancillaries. | nr | 1 Type, material, finish, nominal diameter, method of jointing. |  |  | 1 Valves, strainers, expansion bellows, anchors, guides and rollers, gullies, outlets, rainwater heads, tundishes, traps, pipe sleeves, wall, floor and ceiling plates, etc.
6 Ventilation ducts. |  | 1 Material, finish, section shape, dimensions, method of jointing, fixings and background for fixing. 2 Unless measured separately, all fittings are to be included. | 1 Location of installation – roofs, high or low level in plantrooms, risers or service ducts, high or low level on floors. |  | 1 Generally, all ductwork should be measured inclusive of all fittings, i.e. connectors, flanges, bends, tees, junctions, reducers, spigots, test holes, etc.
Item or work to be measured | Unit | Level one | Level two | Level three | Notes
7 Alternative – duct fittings. | nr | 1 Type, material, finish, shape, dimensions, method of jointing. |  |  | 1 Joints, flanges, bends, tees, sets, junctions, reducers, spigots, test holes, etc.
8 Duct ancillaries. | nr | 1 Type, material, finish, shape, dimensions, method of jointing. |  |  | 1 Dampers, in-duct heater/cooling coils.
9 Insulation and fire protection. | nr | 1 Type, material, finish. | 1 Location of installation – roofs, high or low level in plantrooms, risers or service ducts, high or low level on floors, in trenches. | 1 To equipment and fittings.
| m | 2 Thickness, material, finish, nominal diameter of pipe. |  | 1 To pipework. | 1 Generally, all insulation to pipework should be measured inclusive of all fittings, i.e. unions, connectors, flanges, bends, tees, sets, junctions, reducers, test points, bosses, sockets, tappings, etc.
3 Unless measured separately, all fittings are included.
10 Alternative – insulation and fire protection to pipe fittings. | nr | 1 Type, material, finish, nominal diameter, method of jointing. |  |  | 1 Unions, connectors, flanges, bends, tees, sets, junctions, reducers, test points, bosses, sockets, tappings, etc.
Item or work to be measured | Unit | Level one | Level two | Level three | Notes
11 Insulation and fire protection to pipe ancillaries. | nr | 1 Type, material, finish, nominal diameter, method of jointing. |  |  | 1 Valves, strainers, expansion bellows, gullies, outlets, tundishes, traps, pipe sleeves, etc.
12 Insulation and fire protection to ventilation ducts. | m2 | 1 Thickness, material, finish, duct dimensions. | 1 Location of installation – roofs, high or low level in plantrooms, risers or service ducts, high or low level on floors, in trenches. |  | 1 Generally, all insulation to ductwork should be measured inclusive of all fittings, i.e. connectors, flanges, bends, tees, sets, junctions, reducers, spigots, test holes, etc. on the external girth of the duct to be insulated.
2 Unless measured separately, insulation and fire protection to all fittings is included.
13 Alternative – insulation and fire protection to duct fittings. |  | 1 Type, material, finish, nominal diameter, method of jointing. |  |  | 1 Joints, flanges, bends, tees, sets, junctions, reducers, spigots, test holes, etc.
14 Insulation and fire protection to equipment. | m2 | 1 Thickness, material, finish, nominal area, performance rating. |  |  | 1 Insulation to equipment is measured separately where not given in the description of the items to which it relates.
15 Fire stopping. | nr | 1 Material, location, size of opening to be stopped, size of service stopping to be installed around, depth and fire rating.
Item or work to be measured | Unit | Level one | Level two | Level three | Notes
16 Identification. | item | 1 Plates. 2 Discs. 3 Labels. 4 Tapes. 5 Symbols or numbers. 6 Bands. 7 Charts or diagrams. 8 Other, type stated.
17 Testing. | item |  |  |  | 1 This includes chemical treatment, purging, sterilisation, pressure testing.
18 Commissioning. | item |  |  |  | 1 This includes all final balancing, calibration and setting to work.
19 System validation. | item
20 Operation and maintenance manuals. | item
21 Drawing preparation. | item | 1 Classification of drawings. |  |  | 1 Installation, coordination, as installed, and record drawings.
22 Training. | item
Item or work to be measured | Unit | Level one | Level two | Level three | Notes
23 Loose ancillaries. | item | 1 Keys, tools, spares, chemicals, etc.
24 Post-completion services. | item | 1 Maintenance, adjustments, servicing, etc. |  |  | 1 See glossary of terms for definition of completion.
Work section 39: Electrical services
Drawings that should accompany this section of measurement: 1 floor and site plans detailing layout of systems 2 system schematics 3 cross-sections and elevations 4 detailed layouts for plantrooms and principal services installation areas 5 specific installation details for equipment and fittings 6 equipment schedules. Information that should be provided: 1 type, quality and size or thickness of materials 2 method of fixing 3 location. Works and materials included: 1 all work is internal unless stated as external 2 all waste 3 extra material for labour-made fittings 4 al brackets, supports, fixings and cast-in channels 5 all labelling, tagging, identification and charts 6 marking of all holes, chases and mortices 7 earth connectors, straps and links. Notes: 1 Where the information is available, measurement of cable containment and busbars should be fully detailed with the measurement of fittings identified and measured separately, in accordance with item 4 in the table below. However, where the information is not available, cable containment and busbars should be measured inclusive of fittings.
Item or work to be measured | Unit | Level one | Level two | Level three | Notes
1 Primary equipment. | nr | 1 System. | 1 Location of installation – roofs, high or low level in plantrooms, risers or service ducts, high or low level on floors. | 1 Type, size, capacity, load, rating, associated integrated or remote ancillaries, controls, indicators or components and method of fixing. | 1 Primary equipment is defined as plant or equipment from which a system originates, e.g. main switchboard, main control box, etc. 2 High and low level should be in accordance with national health and safety recommendations and national working rule agreements.
| nr | 2 Off-load and position primary equipment. 3 Assembly of composite items of primary equipment.
2 Terminal equipment and fittings. | nr | 1 System. | 1 Type, size, capacity, load, rating, special finishes, casings, in-fills, associated integrated or remote ancillaries, controls, indicators or components and method of fixing. | 1 Location of installation – roofs, high or low level in plantrooms, risers or service ducts, high or low level on floors. | 1 Terminal equipment and fittings are defined as any item to which a system is distributed to, e.g. luminaires, switches, actuators, etc.
Item or work to be measured | Unit | Level one | Level two | Level three | Notes
3 Cable containment. | m | 1 Type, material, finish, section shape, dimensions, number of compartments, method of jointing, fixings and background for fixing. | 1 Location of installation – roofs, high or low level in plantrooms, risers or service ducts, high or low level on floors, in trenches. |  | 1 Generally all cable containment to be measured inclusive of all fittings, i.e. joint boxes, connectors, flanges, bends, tees, junctions, reducers, spigots, fire barriers, etc.
2 Unless measured separately, all fittings are deemed to be included.
4 Alternative – cable containment fittings. | nr | 1 Type, material, finish, shape, dimensions, method of jointing. |  |  | 1 Joint boxes, connectors, flanges, bends, tees, sets, junctions, reducers, spigots, fire barriers, etc.
5 Cables. | m | 1 Type, rating, size, number of cores, material, armouring, sheathing, method of jointing, fixings and background for fixing. | 1 Location of installation – roofs, high or low level in plantrooms, risers or service ducts, high or low level on floors, in trenches.
6 Cable terminations and joints. | nr | 1 Type, rating, size, number of cores, material, armouring, sheathing. |  |  | 1 This includes all pots, seals, glands, lugs, connector blocks and shrouds.
Item or work to be measured | Unit | Level one | Level two | Level three | Notes
7 Final circuits. | nr | 1 Cable type, rating, size, material, sheathing, number and type of points. | 1 Location of installation – roofs, high or low level in plantrooms, risers or service ducts, high or low level on floors. |  | 1 This includes all containment not measured separately, junction boxes, terminations, pots, seals, glands, lugs, connector blocks and shrouds. 2 This includes fixing containment or cables in chases, surface or suspended from soffits.
8 Modular wiring systems. | nr | 1 Cable type, rating, size, material, sheathing, number and type of points. |  |  | 1 This includes all containment not measured separately, junction boxes, terminations, pots, seals, glands, lugs, connector blocks and shrouds. 2 This includes fixing containment or cables in chases, surface or suspended from soffits.
9 Busbar. | m | 1 Type, rating, material, number of bars, method of jointing, fixings and background for fixing. | 1 Location of installation – roofs, high or low level in plantrooms, risers or service ducts, high or low level on floors, in trenches. |  | 1 Generally all busbar should be measured inclusive of all fittings, i.e. connectors, flanges, bends, tees, sets, junctions, feeder units, tap-off boxes fire barriers, etc.
1 Unless measured separately, all fittings are included.
Item or work to be measured | Unit | Level one | Level two | Level three | Notes
10 Alternative – busbar fittings. | nr | 1 Type, material, finish, shape, dimensions, method of jointing. |  |  | 1 Connectors, flanges, bends, tees, sets, junctions, feeder units, tap-off boxes fire barriers, etc. 2 Joints, flanges, bends, tees, sets, junctions, reducers, spigots, test holes, etc.
11 Tapes. | m | 1 Type, rating, size, material, sheathing, method of jointing, fixings and background for fixing. | 1 Location of installation – roofs, high or low level in plantrooms, risers or service ducts, high or low level on floors, in trenches. |  | 1 This includes all connections, joints, test clamps.
12 Electrodes, earth rods, air terminations, termination bars. | nr | 1 Type, rating, size, material, method of jointing, fixings and background for fixing.
13 Fire stopping and other associated fire protection work. | nr | 1 Material, location, size of opening to be stopped, size of service stopping to be installed around, depth and fire rating.
Item or work to be measured | Unit | Level one | Level two | Level three | Notes
14 Identification. | item | 1 Plates. 2 Discs. 3 Labels. 4 Tapes. 5 Symbols or numbers. 6 Bands. 7 Charts or diagrams. 8 Other, type stated.
15 Testing. | item
16 Commissioning. | item
17 System validation. | item
18 Operation and maintenance manuals. | item
19 Drawing preparation. | item | 1 Classification of drawings. |  |  | 1 Installation, coordination, as installed and record drawings.
20 Training. | item
21 Loose ancillaries. | item | 1 Keys, tools, spares, chemicals.
22 Post-practical completion services. | item | 1 Maintenance, adjustments and servicing.
Work section 40: Transportation systems
Drawings that should accompany this section of measurement: 1 location plans. Information that should be provided: 1 type, quality and size or thickness of materials 2 location 3 earth connectors, straps and links. Minimum information that should be shown on the drawings that accompany this section of measurement: 1 overall dimensions of items or systems. Works and materials included: 1 all waste 2 extra material for labour-made fittings 3 all brackets, supports, fixings and cast-in channels 4 all labelling, tagging, identification and charts 5 marking of all holes, chases and mortices. Notes: 1 All work is internal unless stated as external.
Item or work to be measured | Unit | Level one | Level two | Level three | Notes
1 System. | nr | 1 Type, size, capacity, load, rating, length, number of stops, storey height, associated integrated or remote ancillaries, controls, indicators or components. |  |  | 1 This should be cross-referenced to drawings and/or a full specification detailing finishes.
| nr | 2 Off-load and position primary equipment.
| nr | 3 Assembly of composite items of primary equipment.
| item | 4 Free issue fixing steelwork and other components for installation by others. | 1 Type of free issue materials.
| item | 5 Interface with and connection to systems supplied and installed by others. | 1 Type of system. | 1 Nature of interface. | 1 Systems supplied and installed by others will include telephones, intercoms, fire alarm, etc.
2 Fire stopping and other associated fire-protection work. | nr | 1 Material, location, size of opening to be stopped, size of service stopping to be installed around, depth and fire rating.
Item or work to be measured | Unit | Level one | Level two | Level three | Notes
3 Identification. | item | 1 Plates. 2 Discs. 3 Labels. 4 Tapes. 5 Symbols or numbers. 6 Bands. 7 Charts or diagrams. 8 Other, type stated.
4 Testing and commissioning. | item
5 System validation. | item
6 Operation and maintenance manuals. | item
7 Drawing preparation. | item | 1 Classification of drawings. |  |  | 1 Installation, coordination, as installed and record drawings.
8 Training. | item
9 Loose ancillaries. | item | 1 Keys, tools, spares, chemicals.
10 Post-practical completion services. | item | 1 Maintenance, adjustments and servicing.
Work section 41: Builder's work in connection with mechanical, electrical and transportation installations
Drawings that should accompany this section of measurement: 1 layout of each type of service installation. Information that should be provided: 1 type and quality of materials. Notes: 1 Builder's work refers to the general work needed to accommodate the installation of the mechanical and electrical systems, and transportation installations after completion of the building structure as defined in items 1 and 2 of this work section. Any other work required by these installations should be measured in accordance with the relevant work section rules. Minimum information that should be shown on the drawings that accompany this section of measurement: 1 construction of structure 2 fire compartmentation 3 service runs.
Item or work to be measured | Unit | Level one | Level two | Level three | Notes
Work for services installations in new buildings
1 General builder's work in connection with (the relevant type of installation as set out in the Notes column): | item | 1 Type of installation stated. |  |  | 1 An item should be given for each services installation. 2 Examples of installations are cold water services, hot water services, lighting installations, power installations, lift installations. In the case of large projects, it may be necessary to subdivide each installation into locations. 3 This item means every type of general builder's work necessary in connection with the service installation except those included in items 3 to 27.
2 Marking position of holes, mortices and chases in the structure. | item
3 Pipe and duct sleeves. | nr | 1 Size and type stated. | 1 Fire rating stated. | 1 Nature and thickness of structure stated. 2 Method of fixing stated. 3 Sleeves supplied by others stated. | 1 Making good around the sleeve is included.
4 Bases, plinths, etc. | nr | 1 Size stated. | 1 Method of forming or construction stated. | 1 Anti-vibration pads. 2 Acoustic pads.
Item or work to be measured | Unit | Level one | Level two | Level three | Notes
5 Duct covers and frames. | m/nr | 1 Width and type stated. 2 Size and type stated. | 1 Limitations to lengths of covers stated. 2 Finish stated. | 1 Method of fixing stated. 2 Nature of background stated.
6 Supports for services not provided by services contractor. | m/nr | 1 Size and type stated. 2 Size, length and type stated. | 1 Pylons. 2 Poles. 3 Wall brackets. 4 Soffit hangers. 5 Stays. 6 Proprietary supports. 7 Manufacturers reference stated.
7 Catenary cables. | m | 1 Size and type stated. | 1 Eye bolts, details stated. 2 Shackles, details stated. 3 Straining screws, details stated. |  | 1 The length is net with no allowance made for sag.
Work for services installations in existing buildings
8 Cutting holes through existing structures. | nr | 1 Size stated. | 1 Nature and thickness of structure stated. |  | 1 Making good to match existing or preparing for new work is included.
Item or work to be measured | Unit | Level one | Level two | Level three | Notes
9 Cutting mortices and sinkings in existing structure. | nr | 1 Size stated. | 1 Nature of structure stated.
10 Cutting chases through existing structures. | m | 1 Size and number of services stated.
11 Lifting and replacing floorboards. | m | 1 Size and number of services stated. |  |  | 1 No distinction is made between routes parallel or at an angle to the floorboards. 2 Cutting boards and notching or holing joists is included.
12 Lifting and replacing duct covers or chequer plates. | m | 1 Width and type stated.
Item or work to be measured | Unit | Level one | Level two | Level three | Notes
Work for external services installations
13 Underground service runs. | m | 1 Average trench depth in 500mm increments. 2 Type and nominal diameter of pipe duct. 3 Multiple pipe ducts stating number and nominal diameter of pipe ducts. 4 Pipe duct(s) supplied by others, type and nominal diameter. 5 Type and size of cover tile(s) or identification tape(s). | 1 Method of jointing pipe ducts. 2 Pipe duct bedding and/or surround, details stated. 3 Type of backfill if not obtained from the excavations. | 1 Vertical. 2 Curved. 3 Below groundwater level. 4 Next to existing roadway or path. 5 Next to existing building. 6 Specified multiple handling, details stated. 7 Disposal of excavated material where not at the discretion of the contractor, details stated. | 1 Pipe duct runs should run straight unless stated otherwise. 2 Pipe duct runs are measured from the external face of the manhole to the external face of the manhole or accessory. 3 The average depth is calculated for each run irrespective of maximum depth.
Item or work to be measured | Unit | Level one | Level two | Level three | Notes
14 Items extra over service runs irrespective of depth or pipe size. | m2 | 1 Breaking up hard surface pavings, thickness stated. 2 Lifting and preserving turf, thickness stated. | 1 Reinstating to match existing, details stated. 2 Relaying turf previously set aside. |  | 1 The measurement of these extra over items should be based on the designed width of beds in the trench. In the absence of a bed, the width should be calculated as the nominal size of the service plus 300mm, subject to a minimum width of 500mm.
| m3 | 3 Breaking out hard materials. 4 Excavating in and removing hazardous material. 5 Excavating in running silt, running sand or other unstable ground. 6 Excavating below groundwater level. | 3 Details stated. |  | 1 Hard material is any material that can only be removed by special plant or explosives due to its size, position or consistency.
| m | 7 Next to existing live services. |  |  | 1 This should be measured where precautions are required. 2 The method of protection is left to the discretion of the contractor.
| nr | 8 Around existing live services crossing trench.
15 Pipe duct fittings. | nr | 1 Dimensioned description. | 1 Type stated. | 1 Method of jointing to pipe ducts. | 1 Pipe duct fittings include bends, junctions, inspection pipes, stop ends, etc. and connections to pipes.
Item or work to be measured | Unit | Level one | Level two | Level three | Notes
16 Accessories. | nr | 1 Dimensioned description. |  |  | 1 Accessories include all integral and or associated fittings and connections to pipes.
17 Manholes. 18 Access chambers. 19 Valve chambers. 20 Inspection chambers. 21 Surface boxes. 22 Stopcock pits. | nr | 1 Detailed description stating maximum internal size of chamber. 2 Depth from top surface of cover to top surface of base or invert level in 250mm stages. 3 Proprietary chambers boxes, etc., details stated. | 1 Base slab thickness. 2 Wall thickness. 3 Cover slab dimensions. 4 Intermediate slab dimensions. 5 Internal finish. 6 External finish. 7 Cover and frame, type stated. |  | 1 Size stated is the maximum internal size of the chamber. 2 Rocker joints are included.
Item or work to be measured | Unit | Level one | Level two | Level three | Notes
23 Extra over the excavation for: | m2 | 1 Breaking up hard surface pavings, thickness stated. 2 Lifting and preserving turf, thickness stated. |  |  | 1 Making good around edges of surfaces is included.
| m3 | 3 Breaking out hard materials. 4 Excavating in and removing hazardous material. 5 Excavating in running silt, running sand or other unstable ground. 6 Excavating below groundwater level.
24 Marker posts. 25 Marker plates. | nr | 1 Dimensioned description. | 1 Identification plates, details stated. 2 Lettering required. | 1 Method of fixing, details stated. | 1 Excavation, disposal of spoil and concrete for base is included.
26 Connections. | item | 1 Details stated.
27 Testing and commissioning. | item | 1 Detailed description. 2 Type of test and standard to be achieved. | 1 Attendance required. 2 Instruments and equipment to be provided. |  | 1 Provision of water and other supplies is included. 2 Provision of test certificates is included.